## Sheet1
| id |  | SERVICIO | REF SIM | es_Equipo | en_Equipo | fr_Equipo | Item-code | Tipo | Sub-Tipo | Tipo-arq | ULL | SUB-ULL | SUB-ULL-2 | esp
0 | 0 |  |  | EB | - | Flight Type Dw, El.,Esd,Hd Pump,R>L,5000 | - |  |  | EB | GE | ['Kitchen'] | ['Washing area'] | ['Pot / Dish Washing Area'] | MED
1 | 1 |  |  | EB | - | Flight Type Dw, El.,Esd,Hd Pump,L>R,5000 | - |  |  | EB | GE | ['Kitchen'] | ['Washing area'] | ['Pot / Dish Washing Area'] | MED
2 | 2 |  |  | EB | - | Elbow Op.Tap+Spray Arm+Spout-3/4 Hole | - |  |  | EB | GF | [] | [] | [] | MED
3 | 3 | GINE | BQ | ACC | Accesorios Mesa quirúrgica de Ginecología/urología | Surgical Table Accessories Gynecology / Urology | Accessoires pour Table d'opération pour Gynécologie / Urologie |  |  | BI |  | ['Hybrid OP', 'Operation room'] | ['Hybrid OP', 'Operatio room'] | [''] | MED
4 | 4 | OFT | BQ | ACC | Accesorios Mesa quirúrgica de Oftalmología | Surgical Table Accessories Ophthalmology | Accessoires pour Table d'opération pour Ophtalmologie |  |  | BI |  | ['Hybrid OP', 'Operation room'] | ['Hybrid OP', 'Operatio room'] | [''] | MED
5 | 5 | ORL | BQ | ACC | Accesorios Mesa quirúrgica de ORL | Surgical Table Accessories ENT | Accessoires pour Table d'opération pour Otolaryngology |  |  | BI |  | ['Hybrid OP', 'Operation room'] | ['Hybrid OP', 'Operatio room'] | [''] | MED
6 | 6 | TRAUMA | BQ | ACC | Accesorios Mesa quirúrgica de Traumatología I | Surgical Table Accessories Trauma & Ortho I | Accessoires pour Table d'opération pour Traumatologie I |  |  | BI |  | ['Hybrid OP', 'Operation room'] | ['Hybrid OP', 'Operatio room'] | [''] | MED
7 | 7 | TRAUMA | BQ | ACC | Accesorios Mesa quirúrgica de Traumatología II | Surgical Table Accessories Trauma & Ortho II | Accessoires pour Table d'opération pour Traumatologie II |  |  | BI |  | ['Hybrid OP', 'Operation room'] | ['Hybrid OP', 'Operatio room'] | [''] | MED
8 | 8 | TRAUMA | BQ | ACC | Accesorios Mesa quirúrgica de Traumatología III | Surgical Table Accessories Trauma & Ortho III | Accessoires pour Table d'opération pour Traumatologie III |  |  | BI |  | ['Hybrid OP', 'Operation room'] | ['Hybrid OP', 'Operatio room'] | [''] | MED
9 | 9 |  | TALLER | EQ.TALLER | Afilador | Grinder, Floor Mounted, Pedestal | Aiguiseur |  |  | EB | GE | ['Taller'] | ['Taller', ''] | [''] | ST
10 | 10 |  |  | LAB | Agitador circular vibratorio para tubos | Shaker tube, circular | Tube agitateur, circulaire vibratoire |  |  | BI |  | ['Histo-Pato', 'LAB'] | ['cito', 'MOLECULA BIOLOGY LABORATORY'] | [''] | MED
11 | 11 |  |  | LAB | Agitador magnético con calefactor | Stirrer, hotplate | Agitateur magnétique avec chauffage |  |  | BI |  | ['Farmacia'] | ['Preparación soluciones'] | [''] | MED
12 | 12 |  |  | LAB | Agitador magnético sin calefactor | Stirrer without heating | Agitateur magnétique sans chauffage |  |  | BI |  | ['Farmacia'] | ['Preparación soluciones'] | [''] | MED
13 | 13 |  |  | LAB | Agitador metálico de varilla + soporte vertical | Stirrer , overhead | Agitateur avec support vertical |  |  | BI |  | ['Farmacia'] | ['Preparación soluciones'] | [''] | MED
14 | 14 |  |  | LAB | Agitador orbital | Orbit mixer | Agitateur orbital |  |  | BI |  | ['Blood Bank'] | ['(Transfusion Service)', ''] | [''] | MED
15 | 15 |  |  | LAB | Agitador rotatorio | Rotatory Dryer | Séchoir rotatif |  |  | EB | GE | ['LAVANDERIA'] | ['Clean Linen Processing'] | [''] | MED
16 | 16 |  |  | EG | Aisento, auditorio | Seat, auditorium fixed | Siège, auditorium fixé |  | CH-08 | EB | GF | ['AUDITORIUM VESTIBULE'] | ['AUDITORIUM'] | [''] | ST
17 | 17 |  |  | SEGURIDAD | Alarma radiacion ambiental | Environmental radiation alarm | Alarme pour le rayonnement de l'environnement |  |  | UE | MC-R | ['Hot Lab'] | [''] | [''] | MED
18 | 18 |  |  | ACC | Almohada + funda | Pilow with cover | Oreiller + Housse |  |  | EB | GE | ['BOX UCI ADULTOS', 'BOX UCI PEDIATRICA', 'Dormitorio Acompañante', 'DORMITORIO MEDICO', 'Guest Room', 'INPATIENT RM', 'DOUBLE INPATIENT RM', 'PRESIDENTIAL INPATIENT ROOM', 'INPATIENT ISO RM', 'Observación', 'Prep/Recovery Room', 'SLEEP LAB', 'UTPR', 'UTPR DOBLE'] | ['BOX UCI ADULTOS', 'BOX UCI PEDIATRICA', 'Dormitorio Acompañante', 'DORMITORIO MEDICO', 'BARIATRIC INPATIENT ROOM', 'DOUBLE INPATIENT RM', 'PEDS INPATIENT RM', 'PRESIDENTIAL INPATIENT ROOM', 'INPATIENT ISO RM', 'INPATIENT RM', 'OBS DOUBLE INPATIENT RM', 'OBS INPATIENT RM', 'Habitación', 'UTPR', 'UTPR DOBLE'] | [''] | ST
19 | 19 |  |  | MC | Almohada para cambios posturales | Pillow for reposition | Oreiller Repositionnement |  |  | BI |  | ['UTPR', 'UTPR DOBLE'] | ['UTPR', 'UTPR DOBLE'] | [''] | MED
20 | 20 |  |  | IT | Altavoces, techo | Ceiling Speakers | Ceiling Speakers |  |  | EB | GF | ['Meeting Room'] | ['High-end Meeting Room', 'Medium Meeting Room'] | [''] | ST
21 | 21 |  |  | BI | Amnioscopio | Amnioscope | Amnioscope |  |  | BI |  | ['Endo'] | ['Gine&Obs'] | [''] | MED
22 | 22 |  |  | LAB | Analizador automático de Sangre Oculta en Heces | Immunochemical fecal occult blood automatic analyzer | Analyseur automatique pour Sang occulte dans les selles |  |  | X COMDTO |  | ['LAB'] | ['Core Lab', 'Uroanalis'] | ['Hematologia + Hemostasia', 'Orina', ''] | MED
23 | 23 |  |  | LAB | Analizador automático de tiras de orina II | Dry automatic analyzer, urine II | Analyseur automatique bandes d'urine II |  |  | X COMDTO |  | ['LAB'] | ['Core Lab'] | ['Orina'] | MED
24 | 24 |  |  | LAB | Analizador de desfibrilador /marcapasos | Defibrillator Analyzer, Automatic, Portable | Analyseur de défibrillateur |  |  | EB | GE | ['Taller'] | ['Taller', ''] | [''] | MED
25 | 25 |  |  | LAB | Analizador de gases, iones en sangre con cooximetría | Analyzer, Blood Gas w/co-oximetry | Analyseur de gaz, des ions avec Co-oxymètre |  | LB1455 | BI |  | ['Blood Bank', 'Blood Gas', 'LAB', 'Pre-Anesthesia'] | ['Bioquímica + Hemato', '', 'Core Lab', 'Anesthesia Work'] | ['', 'QUICK RESPONSE AREA'] | MED
26 | 26 |  |  | LAB | Analizador de gases, iones en sangre con cooximetría | Analyzer, Blood Gas w/co-oximetry | Analyseur de gaz, des ions avec Co-oxymètre |  |  | BI |  | ['Blood Bank', 'Blood Gas', 'LAB', 'Pre-Anesthesia'] | ['Bioquímica + Hemato', '', 'Core Lab', 'Anesthesia Work'] | ['', 'QUICK RESPONSE AREA'] | MED
27 | 27 |  |  | LAB | Analizador de Li/K/Na | Ion analyzer, Li/ Na | Analyseur de Li / K / Na |  |  | BI |  | ['Blood Bank', 'LAB'] | ['Bioquímica + Hemato'] | [''] | MED
28 | 28 |  |  | LAB | Analizador de química clínica automático | Automatic clinical chemistry analyzer | Analyseur automatique de biochimie |  |  | BI |  | ['LAB'] | ['Bioquímica + Hemato'] | [''] | MED
29 | 29 |  |  | LAB | Analizador de seguridad electrica | Electrical Safety Analyzer | Analyseur de sécurité électrique |  |  | EB | GE | ['Taller'] | ['Taller', ''] | [''] | MED
30 | 30 |  |  | LAB | Analizador hematológico | Automated Hematology System, blood counts and reticulocyte | analyseur d'hématologie |  |  | X COMDTO |  | ['LAB'] | ['Core Lab'] | ['Hematologia + Hemostasia'] | MED
31 | 31 |  |  | LAB | Analizador para test de fibrosis quística (test de sudor) | Laboratory sweat test for cystic fibrosis | Analyseur de tester la fibrose kystique (test de la sueur) |  |  | BI |  | ['Gabinete'] | ['Neumologia'] | [''] | MED
32 | 32 |  |  | LAB | Analizador semi-automático de tiras de orina | Semi-automated urine test strip analyzer | Analyseur d'urine, semi-automatiques bandes |  |  | BI |  | ['LAB'] | ['Core Lab', 'Uroanalis'] | ['QUICK RESPONSE AREA', ''] | MED
33 | 33 |  |  | BI | Angiógrafo oftalmológico | Mydriatic Retinal Camera | Angiographie ophtalmique |  |  | BI |  | ['CONSULTA GENERAL', 'Gabinete'] | ['CONSULTA OFT', 'Angio-OFT', 'OFT'] | [''] | MED
34 | 34 |  |  | DECO | Animal blando, camello | Soft toy | camel |  |  | EB |  | ['Jouet mou'] | ['chameau'] | ['Play Area'] | ST
35 | 35 |  |  | DECO | Animal blando, pulpo | Soft toy | octopus |  |  | EB | GF | ['Jouet mou, poulpe'] | ['Play Area'] | ['Play Area'] | ST
36 | 36 |  |  | LAB | Aparato Automático de Electroquimioluminiscencia para Hormona y marcadores Tumorales | Immunochemistry system, hormone and tumor markers | Appareil automatique pour Electrochemiluminescence hormones et marqueurs tumoraux |  |  | X COMDTO |  | ['LAB'] | ['Core Lab'] | ['Hormonas'] | MED
37 | 37 |  |  | LAB | Aparato Automático de Electroquimioluminiscencia para Serología | Immunochemistry system, serology | Appareil automatique pour Electrochemiluminescence sérologie |  |  | X COMDTO |  | ['LAB'] | ['Core Lab'] | ['Hormonas'] | MED
38 | 38 |  |  | LAB | Aparato Automático de Elisa I | Elisa Analyzer, automatic I | Elisa automatisation I |  |  | BI |  | ['LAB'] | ['SEROLOGY'] | [''] | MED
39 | 39 |  |  | LAB | Aparato Automático para Bioquímica de suero | Chemistry analyzer | Appareil automatique pour la biochimie sérique |  |  | BI |  | ['LAB'] | ['Core Lab'] | ['Bioquimica'] | MED
40 | 40 |  |  | LAB | Aparato Automático para Bioquímica Urinaria y pruebas minoritarias | Automatic Device for Urinary Biochemical tests and minority | Appareil automatique pour les tests biochimiques urinaires et minorité |  |  | BI |  | ['LAB'] | ['Core Lab'] | ['QUICK RESPONSE AREA', 'Orina'] | MED
41 | 41 |  |  | LAB | Aparato Automático para coagulación | Fully-automated, stand-alone coagulation workstation | Appareil automatique pour la coagulation |  |  | X COMDTO |  | ['LAB'] | ['Core Lab'] | ['QUICK RESPONSE AREA', 'Hematologia + Hemostasia'] | MED
42 | 42 |  |  | LAB | Aparato Automático Preanalítico (MPA : Modular Preanalítico), | Automatic pre-analytical apparatus (MPA: Modular preanalytical) | Appareil pré-analytique automatique (MPA: préanalytique modulaire) |  |  | BI |  | ['LAB'] | ['Preanalitica'] | ['Auto'] | MED
43 | 43 |  |  | LAB | Aparato Auxiliar para Hormonas Especiales | Immunology analyzer, special hormones | Appareils auxiliaires pour Hormones spéciales |  |  | X COMDTO |  | ['LAB'] | ['Core Lab'] | ['Hormonas'] | MED
44 | 44 |  |  | LAB | Aparato para análisis de aliento | Infrared Spectrophotomete | Appareil d'analyse de l'haleine |  |  | BI |  | ['LAB'] | ['SEROLOGY'] | [''] | MED
45 | 45 |  |  | LAB | Aparato para pruebas Especiales de Hemostasia | Automatic open system suitable to any ELISA 96 well microplate testing | Appareil pour les tests de l'hémostase spéciales |  |  | X COMDTO |  | ['LAB'] | ['Core Lab'] | ['Hematologia + Hemostasia'] | MED
46 | 46 |  |  | LAB | Aparatos de Hemogramas dispuestos en cadena | Modular system, haematology | Appareil pour des tests sanguins disposés en chaîne |  |  | X COMDTO |  | ['LAB'] | ['Core Lab'] | ['Hematologia + Hemostasia'] | MED
47 | 47 |  |  | COCINA | Apilador de plataforma cerrado | Stacker closed platform | Empileur, ferme |  |  | EB | GF | ['Kitchen'] | ['Emplatado'] | [''] | ST
48 | 48 |  |  | EG | Archivo movil, alta capacidad | Shelving, File, Open, Patient Records (77 H X 36 W) | Rayonnages, Fichier, Ouvrir, dossiers des patients (77 W H x 36) |  | AR1270 | EB | GF | [] | [] | [] | MED
49 | 49 |  |  | EG | Archivo movil, alta densidad | Archive, movil high density | Rayonnages mobiles à haute densité |  | AR1275 | EB | GF | ['ALMACEN'] | ['File'] | [''] | MED
50 | 50 |  |  | EG | Archivo movil, alta densidad, A | Archive, movil high density A | Rayonnages mobiles à haute densité, A |  | AR1275-A | EB | GF | ['ALMACEN'] | ['File'] | [''] | MED
51 | 51 |  |  | EG | Archivo movil, alta densidad, B | SArchive, movil high density B | Rayonnages mobiles à haute densité, B |  | AR1275-B | EB | GF | ['ALMACEN'] | ['File'] | [''] | MED
52 | 52 |  |  | EG | Archivo movil, alta densidad, C | Archive, movil high density C | Rayonnages mobiles à haute densité, C |  | AR1275-C | EB | GF | ['ALMACEN'] | ['File'] | [''] | MED
53 | 53 |  |  | EG | Archivo movil, alta densidad, D | Archive, movil high density D | Rayonnages mobiles à haute densité, D |  | AR1275-D | EB | GF | ['ALMACEN'] | ['File'] | [''] | MED
54 | 54 |  |  | BI | Arco quirúrgico digital | Mobile C-arm system with flat detector | Arco chirurgicale, Numérique |  |  | BI |  | ['Hybrid OP', 'Operation room'] | ['Hybrid OP', 'Operatio room'] | [''] | MED
55 | 55 |  |  | EG | Arcón congelador -10º | Freezer, horizontal -10ºC | Congélateur -10 ° |  |  | BI |  | ['Farmacia'] | ['Preparación soluciones'] | [''] | ST
56 | 56 |  |  | EG | Armario - taquilla, 2 und | Locker, double | Armoire - casier, 2 poste |  |  | EB | GF | ['Seguridad'] | ['Seguridad'] | [''] | ST
57 | 57 |  |  | MC | Armario almacen cilindros gas médicos, 21 - 24 D, E | Gas Storage Cabinet, 21 - 24 D, E Cyl | Cabinet de stockage de gaz, 21 - 24 D, E Cyl |  |  | EB | GE | ['ALMACEN'] | ['Storage / Staging, Medical Gas'] | [''] | MED
58 | 58 |  |  | EG | Armario alto todo puertas | Cupboard w/ door, high | Armoires hautes, avec portes |  |  | EB | GF | ['ADMIN RECEPTION', 'CENTRAL ENFERMERIA', 'CENTRAL WORKSTATION'] | ['ADMIN RECEPTION', 'CENTRAL ENFERMERIA'] | [''] | ST
59 | 59 |  |  | MC | Armario caliente, Suelo, 2 zonas, elect. | Cabinet, Warming, F/S, 2 Heated Compartment, Elect | Cabinet, réchauffement, 2 plateau |  | MS1800 | BI |  | ['Care-Neonato', 'CENTRAL WORKSTATION'] | ['Base', 'Central Workstation'] | [''] | MED
60 | 60 |  |  | EG | Armario con puertas inferiores y estantes | Cupboard w/ doors and shelf | Armoires avec porte et étagères |  |  | EB | GF | ['ADMIN RECEPTION OFFICE', 'COMPUTER LAB', 'CONSULTA GENERAL', 'DESPACHO', 'Minor Procedures', 'Recepcion', 'Seguridad', 'Telemedicina', 'Treatment Room'] | ['ADMIN RECEPTION OFFICE', 'COMPUTER LAB', 'CONSULTA MAXILO', 'CONSULTA OFT', 'DESPACHO CUADRUPLE', 'DESPACHO DOBLE', 'DESPACHO MULTIPLE', 'DESPACHO TRIPLE', 'Consultorio-Enf', 'Recepcion', 'Seguridad', 'Telemedicina', 'Minor Procedures'] | ['', 'Consultorio-Enf'] | ST
61 | 61 |  |  | EG | Armario con puertas inferiores y estantes | Cupboard w/ doors and shelf | Armoires avec porte et étagères |  | FF1300 | EB | GF | ['ADMIN RECEPTION OFFICE', 'COMPUTER LAB', 'CONSULTA GENERAL', 'DESPACHO', 'Minor Procedures', 'Recepcion', 'Seguridad', 'Telemedicina', 'Treatment Room'] | ['ADMIN RECEPTION OFFICE', 'COMPUTER LAB', 'CONSULTA MAXILO', 'CONSULTA OFT', 'DESPACHO CUADRUPLE', 'DESPACHO DOBLE', 'DESPACHO MULTIPLE', 'DESPACHO TRIPLE', 'Consultorio-Enf', 'Recepcion', 'Seguridad', 'Telemedicina', 'Minor Procedures'] | ['', 'Consultorio-Enf'] | ST
62 | 62 |  |  | EG | Armario con puertas y estantes (I) | Cupboard w/ doors and shelf, I | Armoires avec portes et étagères I |  |  | EB | GF | ['ADMIN WORK AREA', 'Aula', 'CATHLAB', 'Control room', 'DENSITÓMETRO', 'Gabinete', 'Gammacamara', 'PET', 'RMN', 'RX Conv', 'TAC', 'Telemando'] | ['ADMIN WORK AREA', 'Aula', 'Despacho Clinc', 'Und. Dental', 'PET', 'RMN', 'RX Conv', 'TAC', 'Telemando'] | ['', 'rx', 'Despacho Clinc'] | ST
63 | 63 |  |  | EG | Armario con puertas y estantes (I) | Cupboard w/ doors and shelf, I | Armoires avec portes et étagères I |  | rx | EB | GF | ['ADMIN WORK AREA', 'Aula', 'CATHLAB', 'Control room', 'DENSITÓMETRO', 'Gabinete', 'Gammacamara', 'PET', 'RMN', 'RX Conv', 'TAC', 'Telemando'] | ['ADMIN WORK AREA', 'Aula', 'Despacho Clinc', 'Und. Dental', 'PET', 'RMN', 'RX Conv', 'TAC', 'Telemando'] | ['', 'rx', 'Despacho Clinc'] | ST
64 | 64 |  |  | EG | Armario de seguridad para custodia de pertenencias | Safety cabinet, belongings | Armoire de sécurité pour la garde de biens |  |  | EB | GF | ['Seguridad'] | ['Seguridad'] | [''] | ST
65 | 65 |  |  | MC | Armario medicamentos emergencia | First aid cabinetes (refillable) | Armoire à pharmacie d'urgence |  |  | MC |  | ['ALMACEN', 'Basuras', 'ENVIRONMENTAL SERVICE'] | ['Storage, Flammable', 'Basura Hall', 'Eye wash'] | [''] | MED
66 | 66 |  |  | EG | Armario metálico de dos puertas | Cubboard metal, w/double door I | Armoire haute metallique |  |  | EB | GF | ['Farmacia'] | ['Farmacocinética', 'Farmacotecnia', 'Preparación de unidosis', 'Preparación génica', 'Preparación soluciones'] | [''] | ST
67 | 67 |  |  | EG | Armario mural, lab | Wall mounted cabinet | Armoire muraux, laboratoire |  | LM0010 | EB | GF | ['Blood Bank', 'Blood Gas', 'Extracción', 'Farmacia', 'Histo-Pato', 'LAB', 'Microscopio RM'] | ['(Transfusion Service)', 'Bioquímica + Hemato', '', 'Worstation', 'GENETIC (& REPRODUCTIVE MEDICINE)', 'Microbiology', 'MOLECULA BIOLOGY LABORATORY', 'Preanalitica', 'SEROLOGY', 'Uroanalis'] | ['', 'Manual'] | MED
68 | 68 |  |  | MC | Armario para acidos/bases, ventilado | Cabinet for acids and bases | Armoire pour acides / bases, ventilés |  |  | BI |  | ['Blood Bank', 'LAB'] | ['Bioquímica + Hemato', 'GENETIC (& REPRODUCTIVE MEDICINE)', 'Microbiology', 'MOLECULA BIOLOGY LABORATORY', 'Preanalitica', 'SEROLOGY', 'Uroanalis'] | ['', 'Manual'] | MED
69 | 69 |  |  | MC | Armario para acidos/bases, ventilado, 114 L | Cabinet for acids and bases, 114 l | Cabinet pour acides / bases, ventilé 114 L |  |  | BI |  | ['LAB'] | ['MOLECULA BIOLOGY LABORATORY'] | [''] | MED
70 | 70 |  |  | MC | Armario para almacenamiento de endoscopios | Cupboard to endoscopes | Armoire de rangement endoscope |  |  | MC |  | ['Lav-Endo'] | ['Scope Storage'] | [''] | MED
71 | 71 |  |  | MC | Armario para instrumental | Cabinet, instrument | Armoires instrumental |  |  | MC |  | ['CDSS'] | ['Lavar-Mat'] | ['t'] | MED
72 | 72 |  |  | MC | Armario para neveras portátiles | Warddrobe for portatil icebox | Armoire pour conteneur isothermic |  |  | EB | GF | ['Blood Bank', 'LAB'] | ['Bioquímica + Hemato', 'GENETIC (& REPRODUCTIVE MEDICINE)', 'Microbiology', 'MOLECULA BIOLOGY LABORATORY', 'Preanalitica', 'SEROLOGY', 'Uroanalis'] | ['', 'Manual'] | MED
73 | 73 |  |  | MC | Armario para químicos, doble acceso | Cabinet for chemicals used on both sides | Armoires pour produits chimiques, double accès |  |  | BI |  | ['Blood Bank', 'LAB'] | ['Bioquímica + Hemato', 'GENETIC (& REPRODUCTIVE MEDICINE)', 'MOLECULA BIOLOGY LABORATORY', 'SEROLOGY'] | [''] | MED
74 | 74 |  |  | MC | Armario para químicos, puertas plegables | Cabinet for chemicals, folding door | Armoire chimique, portes pliantes |  |  | BI |  | ['LAB'] | ['Preanalitica'] | ['Manual'] | MED
75 | 75 |  |  | MC | Armario refrigerado, bolsas de sangre, 2 puertas, 1200 L | Refrigerated cabinet, blood bags, 2 ddors, 1200 L | Armoire frigorifique, poches de sang, 2 portes, 1200 L |  |  | BI |  | ['Blood Bank', 'Frío'] | ['(Transfusion Service)', '', 'Frío'] | [''] | MED
76 | 76 |  |  | MC | Armario refrigerado, cristal, 2 puertas, 750 L 2º | Roll-Thru Refrig.1+1 Glass Door 750lt+2° | Armoire frigorifique, verre, 2 portes, 750 L , 2º |  |  |  |  | ['Cafeteria'] | ['Cocina-Café'] | [''] | MED
77 | 77 |  |  | MC | Armario seguridad, productos inflamables | Cabinet, safety, flammable storage | Armoire de sécurité, des produits inflammables |  |  | EB | GE | ['ALMACEN'] | ['Storage, Controlled Substances Flammable Liquids', 'Storage, Flammable'] | [''] | MED
78 | 78 |  |  | MC | Armario seguridad, productos inflamables | Cabinet, safety, flammable storage | Armoire de sécurité, des produits inflammables |  | STR026 | EB | GE | ['ALMACEN'] | ['Storage, Controlled Substances Flammable Liquids', 'Storage, Flammable'] | [''] | MED
79 | 79 |  |  | EG | Armario suministros, mural | Locker, Supply, w/Shelves, Wall Mtd | Casier, Approvisionnement, avec étagères, mur MTD |  | MC1785 | EB | GF | ['ALMACEN', 'SUB-STERIL RM'] | ['Storage', 'Clean storage area', 'Storage, equipment & testing rooms'] | [''] | ST
80 | 80 |  |  | MC | Armario vitrina, 60 cm | Cupboard w/glass door, 60 cm wide | Vitrine médicale, 600 mm |  |  | MC |  | ['CONSULTA GENERAL', 'Eco', 'Endo', 'Gabinete', 'Minor Procedures', 'Treatment Room'] | ['CONSULTA GENERAL', 'CONSULTA GINECOBS', 'CONSULTA NICU', 'CONSULTA OFT', 'CONSULTA PEDIATRI', 'Eco', 'Endo-Base', 'Gabinete - Base', 'Consultorio-Enf', 'Quir menor', 'Minor Procedures'] | ['', 'rx', 'Quir menor', 'Consultorio-Enf'] | MED
81 | 81 |  |  | EG | Armario, 2 puertas y 3 estante | Cabinet, Storage, Wood, 2 Door, 3 Shelf, 48 H x 32 W X 18 D | Armoire, 2 portes et 3 ètagére |  | FF1327 | EB | GF | [] | [] | [] | ST
82 | 82 |  |  | MC | Armario, almacen cilindros de gas médico, 6 - 9 H | Gas Storage Cabinet, 6 - 9 H Cyl | Cabinet de stockage de gaz, 6 - 9 H Cyl |  |  | EB | GE | ['ALMACEN'] | ['Storage / Staging, Medical Gas'] | [''] | MED
83 | 83 |  |  | EG | Armario, almacen suministros | Locker, Supply, General, Wall Mtd, 23W x 20D | Placard approvisionnement, muraux |  | MC1790 | EB | GF | [] | [] | [] | ST
84 | 84 |  |  | EG | Armario, almacen suministros | Locker, Supply, General, Wall Mtd, 23W x 20D | Placard approvisionnement, muraux |  |  | EB | GF | [] | [] | [] | ST
85 | 85 |  |  | MC | Armario, sustancias controladas | Narcotic, cabinet, metal w/locker | Armoire, substances contrôlées |  |  | MC |  | ['Pre-Anesthesia'] | ['Anesthesia Work'] | [''] | ST
86 | 86 |  |  | MC | Armario, ventilado para substancias tóxicas | Cabinet, Storage, Safety, Built‐In, Vented | Cabinet, de stockage, de sécurité, intégré, ventilé |  |  | EB | GF | ['Taller'] | ['Taller', ''] | [''] | MED
87 | 87 |  |  | MC | Armarios nodriza | Supply cart, Pharm | Chariot, nourrice |  |  | MC |  | ['Farmacia'] | ['Aparcamiento carros unidosis y transporte'] | [''] | MED
88 | 88 |  |  | BI | Artroscopio | Arthroscopy system | Arthroscopy appareil |  |  | BI |  | ['Hybrid OP', 'Operation room'] | ['Hybrid OP', 'Operatio room'] | [''] | MED
89 | 89 |  |  | ACC | Asiento ducha | Folding shower seat | Siège de douche, rabattable |  | TA12 | UE |  | ['BAÑO INDIVIDUAL', 'BAÑO INDIVIDUAL FEMENINO'] | ['BAÑO INDIVIDUAL', 'BAÑO INDIVIDUAL FEMENINO'] | [''] | MED
90 | 90 |  |  | EG | Asientos, area espera | Seating, Waiting Area | Coin, salle d'attente |  | FF1131 | EB | GF | ['Waiting'] | ['Waiting'] | [''] | ST
91 | 91 |  |  | BI | Aspirador de emergencia | Aspirator, emergency | Aspirateur d'urgence |  | SUC004 | EB | GF | ['ALMACÉN DE EQUIPOS'] | ['ALMACÉN DE EQUIPOS'] | [''] | MED
92 | 92 |  |  | BI | Aspirador de succión continua | Surgical vacuum pumps, high I | Aspiration sous vide en continu |  |  | BI |  | ['Hybrid OP', 'Operation room'] | ['Hybrid OP', 'Operatio room'] | [''] | MED
93 | 93 |  |  | BI | Aspirador para entorno quirúrgico | Surgical vacuum pumps, high II | Aspirateur pour l'environnement chirurgical |  |  | BI |  | ['Hybrid OP', 'Operation room'] | ['Hybrid OP', 'Operatio room'] | [''] | MED
94 | 94 |  |  | BI | Aspirador portátil, 30 l/min | Vacuum pumps, 30 l/min | Aspirateur portable, 30 l/mim |  |  | BI |  | ['CATHLAB', 'CENTRAL ENFERMERIA', 'CENTRAL WORKSTATION'] | ['CathLab', 'CENTRAL ENFERMERIA'] | ['rx', ''] | MED
95 | 95 |  |  | EG | Atril | Lectern | Lutrin |  | LE-01 | EB | GF | ['AUDITORIUM VESTIBULE'] | ['AUDITORIUM'] | [''] | ST
96 | 96 |  |  | EG | Atril, madera | Presenter´s Lectern, wood | Lutrin bois |  |  | EB | GF | ['AUDITORIUM VESTIBULE'] | ['AUDITORIUM'] | [''] | ST
97 | 97 |  |  | EG | Atril, VIP | Standing Lectern removable top & base cabinet | Atril de gabinete circulaire supérieure desmontable |  |  | EB | GF | ['AUDITORIUM VESTIBULE'] | ['AUDITORIUM'] | [''] | ST
98 | 98 |  |  | IT | Audio / Video conferencica | Audio/Video Conference | Conférence Audio Vidéo |  |  | EB | GF | ['Meeting Room'] | ['High-end Meeting Room'] | [''] | ST
99 | 99 |  |  | IT | Audio conferencia | Audio Conference | Conférence audio |  |  | EB | GF | ['Meeting Room'] | ['Medium Meeting Room'] | [''] | ST
100 | 100 |  |  | BI | Audiómetro de 2 canales con cabina audiométrica A | Audiometer w/insonorized cabinet A | Audiomètre avec insonorized armoire A |  |  | BI |  | ['CONSULTA GENERAL', 'Gabinete'] | ['CONSULTA OFT', 'PHONO-AUDIOLOGY CONSULTING OFFICE'] | [''] | MED
101 | 101 |  |  | BI | Audiómetro de 2 canales con cabina audiométrica B | Audiometer w/insonorized cabinet B | Audiomètre avec insonorized armoire B |  |  | BI |  | ['CONSULTA GENERAL', 'Gabinete'] | ['CONSULTA OFT', 'PHONO-AUDIOLOGY CONSULTING OFFICE'] | [''] | MED
102 | 102 |  |  | LAB | Autoanalizador de Inmunoquímica | Immunochemistry autoanalyzer | Analyseur automatique immunochimie |  |  | BI |  | ['LAB'] | ['Core Lab'] | ['Bioquimica'] | MED
103 | 103 |  |  | LAB | Autoanalizador para la amplificación de ácidos nucleicos PCR II | Autoanalyzer for nucleic acid amplification PCR II | Analyseur automatique pour PCR II |  |  | BI |  | ['LAB'] | ['Core Lab'] | ['Microbiología & Biología Molecular'] | MED
104 | 104 |  |  | LAB | Autoanalizador para la extracción de ácidos nucleicos por PCR I | Autoanalyzer for extracting nucleic acids by PCR I | Analyseur automatique pour PCR I |  |  | BI |  | ['LAB'] | ['Core Lab'] | ['Microbiología & Biología Molecular'] | MED
105 | 105 |  |  | EST | Autoclave de sobremesa con impresora | Autoclave, desktop | Autoclave, bureau |  |  | BI |  | ['Farmacia'] | ['Preparación de unidosis'] | [''] | MED
106 | 106 |  |  | EB | Av Interface / Placa de salida | AV Interface/Popup plate | Interface AV / plaque de Popup |  |  | EB | GF | ['Meeting Room'] | ['Basic Meeting Room', 'High-end Meeting Room', 'Medium Meeting Room'] | [''] | ST
107 | 107 |  |  | BI | Balanza analítica | Balance, analitycal | Équilibre, Analitique |  |  | BI |  | ['Farmacia'] | ['Preparación soluciones'] | [''] | MED
108 | 108 |  |  | BI | Balanza de precisión de 1 g. | Balance precision, 1 gr. | Balance de précision à 1 g. |  |  | BI |  | ['Histo-Pato'] | ['histo'] | [''] | ST
109 | 109 |  |  | BI | Balanza de precisión, 220 gr / 0,001 gr | Balance precision, 220 gr./0,001 gr. | Balance de précision à 220 g / 0,001 g |  |  | BI |  | ['Histo-Pato'] | ['histo'] | [''] | ST
110 | 110 |  |  | BI | Balanza electrónica 5 Kg. | Scale, electronic, 5 kg. | Balance électronique 5 Kg |  |  | EB | GE | ['Kitchen'] | ['Preparación Cook'] | ['Pre-Carne'] | ST
111 | 111 |  |  | BI | Balanza electronica, sobremesa, 3 kg. | Desktop electronic scale 3 kgs, gr precision | Balance électronique, table, 3 kg. |  |  | EB | GF | ['Basuras'] | ['Holding area (refrigerated)'] | [''] | ST
112 | 112 |  |  | BI | Balanza precisión, 320 gr / 0,001 gr | Balance, 300 gr/ 0,001 gr. | Balance, 300 gr / 0001 gr. |  |  | BI |  | ['Farmacia'] | ['Preparación soluciones'] | [''] | ST
113 | 113 |  |  | BI | Balanza-agitador para bolsa sangre - digital | Blood Collection Mixing Device, electronic | Balance agitateur pour poche de sang - numérique |  |  | BI |  | ['Extracción'] | ['SAMPLE TAKING'] | [''] | MED
114 | 114 |  |  | BI | Balón de Contrapulsación Aórtica | Intra-aortic balloon pump (IABP) | Aortique counterpulsation (IABP) |  |  | BI |  | ['Heart Pump', 'Hybrid OP', 'Operation room'] | ['Heart Pump', 'Hybrid OP', 'Operatio room'] | [''] | MED
115 | 115 |  |  | EG | Bancada trabajo 65 x 90 x 170 | Working bench, 65 x 90 x 170 | Banc de travail 65 x 90 x 170 cm |  |  | UE | MC-R | ['Hot Lab', 'IV inyection PET'] | [''] | [''] | ST
116 | 116 |  |  | EG | Bancada trabajo 75 x 90 x 210 | Working bench, 75 x 90 x 210 | Banc de travail 75 x 90 x 210 cm |  |  | UE | MC-R | ['Hot Lab'] | [''] | [''] | ST
117 | 117 |  |  | EG | Bancada, 3 puestos | Chair, tandem 3 | Siège sur poutre, 3 poste |  | CH-15 | EB | GF | ['Kitchen', 'Lounge', 'Recepcion', 'Staff Lounge', 'VESTIBULE', 'Waiting'] | ['Kitchen', 'Lounge', 'Workstation', 'Staff Lounge', 'VESTIBULE', 'Waiting'] | ['', 'Un elemento por cada 5 metros de vestíbulo'] | ST
118 | 118 |  |  | EG | Bancada, monoblock, 3 puestos | Chair, tandem, 3 seats | Chaise, tamdem, 3 postes |  | CH-14 | EB | GF | ["WOMEN'S FAMILY\nLOUNGE", 'Womens Visitor Lounge'] | ["WOMEN'S FAMILY\nLOUNGE", 'Womens Visitor Lounge'] | [''] | ST
119 | 119 |  |  | EG | Banco de trabajo | Workbench | Bureau du travail |  |  | EB | GF | ['Taller'] | ['Taller', ''] | [''] | ST
120 | 120 |  |  | EG | Banco exterior c/ asientos | Bench, w/ seat pads | Banc, tapis w / de sécurité |  |  | EB | GF | ['Lobby'] | ['Lobby'] | [''] | ST
121 | 121 |  |  | EG | Banco lineal comunitario, exterior c/respaldo | Bench, outside with support | Banque communautaire linéaire, extérieur w / dossier |  |  | EB | GF | ['Exterior'] | ['Exterior'] | [''] | ST
122 | 122 |  |  | EG | Banco lineal comunitario, exterior, c/respaldo curvo | Bench | Banque communautaire linéaire, extérieur a/ dossier courbé |  | BE-01 | EB | GF | ['Exterior'] | ['Exterior'] | [''] | ST
123 | 123 |  |  | EG | Banco para niños, almacen libros | Bench para chidren, book store | Banc pour enfants, magasin de livre |  |  | EB | GF | ['Play Area'] | ['Play Area'] | [''] | ST
124 | 124 |  |  | EG | Banco vestiario, suelo | Bench, Locker Room, Floor Mounted | Costumes Banque |  | AR1325 | EB | GF | ['Ante-Room'] | ['Ante-Room'] | [''] | ST
125 | 125 |  |  | EG | Banco, 300 x 310 mm | Bench, phenolic | Banc, phénolique |  |  | EB | GF | ['Vestuario'] | ['Vestuario'] | [''] | ST
126 | 126 |  |  | EG | Banco, madera, exterior, sin respaldo | Bench, wood | Banque, bois, extérieur, sans dossier |  | BE-03 | EB | GF | ['CORREDOR', 'Exterior'] | ['CORREDOR', 'Exterior'] | ['Distribución del equipamiento por cada 20 metros de corredor', ''] | ST
127 | 127 |  |  | EG | Banco, vestuario | Bench, Locker Room, Portable | Banc, Vestiaire, Portable |  | AR1330 | EB | GF | ['Vestuario'] | ['Vestuario'] | [''] | ST
128 | 128 |  |  | COCINA | Bandeja isotérmica hospitalaria | Tray, isotermic | Plateau isotherme hospitalier |  |  | EB | GF | ['Kitchen'] | ['Emplatado'] | [''] | MED
129 | 129 |  |  | COCINA | Bandejero cubertero panero |  | Couverts plateau-drapier |  |  | EB | GF | [] | [] | [] | MED
130 | 130 |  |  | EG | Banqueta | Bed bench | Banquette |  |  | EB | GF | ['PRESIDENTIAL INPATIENT ROOM'] | ['PRESIDENTIAL INPATIENT ROOM'] | [''] | ST
131 | 131 |  |  | EG | Banqueta bar, alta | High stool with backseat | Barre rembourrés, grande |  |  | EB | GF | ['Cafeteria'] | ['café-SEAT'] | [''] | ST
132 | 132 |  |  | MC | Banquillo de 1 paso | Foot step, 1 step | Marche-pied, 1 étape |  |  | MC |  | ['IV inyection PET', 'Minor Procedures', 'RX Conv', 'Treatment Room'] | ['', 'Quir menor', 'General Purpose Radiology Room', 'Minor Procedures'] | ['', 'Quir menor'] | ST
133 | 133 |  |  | MC | Banquillo de 1 paso | Foot step, 1 step | Marche-pied, 1 étape |  | FF1270 | MC |  | ['IV inyection PET', 'Minor Procedures', 'RX Conv', 'Treatment Room'] | ['', 'Quir menor', 'General Purpose Radiology Room', 'Minor Procedures'] | ['', 'Quir menor'] | ST
134 | 134 |  |  | MC | Banquillo de 2 pasos | Two step ladder | Marche-pied, 2 étape |  |  | MC |  | ['CONSULTA GENERAL', 'Eco', 'Endo', 'Gabinete', 'Minor Procedures', 'Treatment Room'] | ['CONSULTA GENERAL', 'CONSULTA GINECOBS', 'CONSULTA PEDIATRI', 'Eco', 'Endo-Base', 'Gabinete - Base', 'Consultorio-Enf', 'Minor Procedures'] | ['', 'rx', 'Consultorio-Enf'] | ST
135 | 135 |  |  | BI | Baño de contraste de extremidades inferiores | Bath tank, lower extremities | Cuve, membres inférieurs |  |  | BI |  | ['Rehabilitacion'] | ['HYDROTHERAPHIE'] | ['rehb'] | MED
136 | 136 |  |  | BI | Baño de contraste de extremidades superiores | Bath tank, upper extremities | Cuve, membres inférieurs |  |  | BI |  | ['Rehabilitacion'] | ['HYDROTHERAPHIE'] | ['rehb'] | MED
137 | 137 |  |  | BI | Baño de mariposa (Tanque de Hubbard) | Tank, Hubbard | Réservoir, Hubbard |  |  | BI |  | ['Rehabilitacion'] | ['HYDROTHERAPHIE'] | ['rehb'] | MED
138 | 138 |  |  | BI | Baño de remolinos | Tank w/turbine | Réservoir à turbine |  |  | BI |  | ['Rehabilitacion'] | ['HYDROTHERAPHIE'] | ['rehb'] | MED
139 | 139 |  |  | BI | Baño de ultrasonidos | Bath, ultrasonic | Bath, ultrasons |  |  | BI |  | ['Farmacia'] | ['Preparación soluciones'] | [''] | MED
140 | 140 |  |  | BI | Baño histológico | Bath, histological | Bain histologique |  |  | BI |  | ['Histo-Pato'] | ['histo'] | [''] | MED
141 | 141 |  |  | BI | Baño María grande | Bath themostatic, 12 L | Themostatic de bain, 12 L |  |  | BI |  | ['Farmacia'] | ['Preparación soluciones'] | [''] | MED
142 | 142 |  |  | BI | Baño termostático | Lab waterbath | Bain thermostatique |  | LB1770 | BI |  | ['Blood Bank', 'Blood Gas', 'LAB'] | ['(Transfusion Service)', 'Bioquímica + Hemato', '', 'GENETIC (& REPRODUCTIVE MEDICINE)', 'MOLECULA BIOLOGY LABORATORY', 'SEROLOGY'] | [''] | MED
143 | 143 |  |  | ACC | Barra de ayuda técnica | Grab bar, 1100mm length satin finished, stainless steel with peened gripping surface, | Barre de maintien 1100mm |  | TA08 | EB | SW | ['BAÑO INDIVIDUAL', 'BAÑO INDIVIDUAL FEMENINO'] | ['BAÑO INDIVIDUAL', 'BAÑO INDIVIDUAL FEMENINO'] | [''] | ST
144 | 144 |  |  | ACC | Barra de ayuda técnica, acero inox. mural | Grab Bar, 1‐1/4 Dia., SS, 2 Wall, W/C Accessible | Barre de maintien, 1-1/4 Dia., SS, 2 mur, accessible WC |  | AR1390 | EB | SW | [] | [] | [] | ST
145 | 145 |  |  | BI | Barra de esquiascopía | Retinoscopy rod | Bar skiascopie |  |  | BI |  | ['CONSULTA GENERAL', 'Gabinete'] | ['CONSULTA OFT', 'OFT'] | [''] | MED
146 | 146 |  |  | BI | Barra de Prismas Horizontal/vertical | Prism rod | Prismes barre h/ v |  |  | BI |  | ['CONSULTA GENERAL', 'Gabinete'] | ['CONSULTA OFT', 'OFT'] | [''] | MED
147 | 147 |  |  | BI | Barra de Prismas Horizontal/vertical, II | Prism rod, II | Prismes barre h/ v II |  |  | BI |  | ['CONSULTA GENERAL', 'Gabinete'] | ['CONSULTA OFT', 'OFT'] | [''] | MED
148 | 148 |  |  | ACC | Barra de toalla | Towel holder | Porte-serviette |  |  | EB | SW | ['BAÑO INDIVIDUAL', 'BAÑO INDIVIDUAL FEMENINO', 'Basuras'] | ['BAÑO INDIVIDUAL', 'BAÑO INDIVIDUAL FEMENINO', 'EM Shower Areas'] | [''] | ST
149 | 149 |  |  | EG | Barra para cafetería | Hanging Bar | Barre pour cafeteria |  |  | EB | GF | ['Kitchen'] | ['Washing area'] | ['Pot / Dish Washing Area'] | ST
150 | 150 |  |  | BI | Báscula electrónica + tallímetro | Column scales with integrated printer w/measuring rod | Pèse personne, électronique avec colonne et toise |  | SCA123 | BI |  | ['ALMACÉN DE EQUIPOS', 'CENTRAL WORKSTATION', 'CONSULTA GENERAL'] | ['ALMACÉN DE EQUIPOS', 'Central Workstation', 'CONSULTA GENERAL', 'CONSULTA GINECOBS', 'CONSULTA PEDIATRI'] | [''] | ST
151 | 151 |  |  | BI | Báscula electrónica + tallímetro | Column scales with integrated printer w/measuring rod | Pèse personne, électronique avec colonne et toise |  | MS1875 | BI |  | ['ALMACÉN DE EQUIPOS', 'CENTRAL WORKSTATION', 'CONSULTA GENERAL'] | ['ALMACÉN DE EQUIPOS', 'Central Workstation', 'CONSULTA GENERAL', 'CONSULTA GINECOBS', 'CONSULTA PEDIATRI'] | [''] | ST
152 | 152 |  |  | BI | Bascula, electronica, 1500 kg. | Electronic scales 1,500 kg | Échelles, electronica, 1500 kg. |  |  | EB | GE | ['LAVANDERIA'] | ['Receiving'] | [''] | ST
153 | 153 |  |  | EST | Bastidor almacenaje 36 cestas s1000, 195x60x215 cm | Rack. Basket , 35 und. 1950x 600 x 2150 mm | châssis de stockage Paniers 36 S1000, 195x60x215 cm |  |  | EB | GF | ['Almacen Steril'] | ['Almacen Steril'] | [''] | MED
154 | 154 |  |  |  | Batidora eléctrica industrial + soporte + accesorios | Mixer, electric plus acc, | Mixeur électrique industriel + un support + des accessoires |  |  | EB | GE | ['Farmacia', 'Kitchen'] | ['Preparación soluciones', 'Preparación Cook'] | ['', 'Pre-Dietas'] | MED
155 | 155 |  |  |  | Bomba de circulación extracorporea | Heart-Lung Machine | Pompe de circulation extracorporelle |  |  | BI |  | ['Heart Pump', 'Hybrid OP', 'Operation room'] | ['Heart Pump', 'Hybrid OP', 'Operatio room'] | [''] | MED
156 | 156 |  |  |  | Bomba de Infusión de jeringa | Infusion pump, syringe | Pompe à perfusion, Seringue |  |  | X COMDTO |  | ['Hybrid OP', 'Minor Procedures', 'Operation room', 'Treatment Room'] | ['Hybrid OP', 'Quir menor', 'Operatio room', 'Minor Procedures'] | ['', 'Quir menor'] | MED
157 | 157 |  |  |  | Bomba de infusión, volumétrica | Pump, Volumetric, Infusion, Multiple Line | Pompe volumétrique, Infusion, Ligne multiple |  | MS1970 | BI |  | ['Holding Bay', 'Prep/Recovery Room'] | ['Holding Bay', 'Prep/Recovery Room'] | [''] | MED
158 | 158 |  |  |  | Bomba de irrigación | Irrigation system | Pompe d'irrigation |  |  | X COMDTO |  | ['Hybrid OP', 'Operation room'] | ['Hybrid OP', 'Operatio room'] | [''] | MED
159 | 159 |  |  |  | Bomba para liguidos, re-envasado | Pump, pharmacy | Pompe, pharmacie |  |  | BI |  | ['Farmacia'] | ['Preparación de unidosis'] | [''] | MED
160 | 160 |  |  |  | Bomba volumétrica, 1 canal | Infusion pump, volumetric, 1 channel | Pompe volumétrique, 1 canal |  |  | X COMDTO |  | ['Hybrid OP', 'Minor Procedures', 'Observación', 'Operation room', 'Prep/Recovery Room', 'Treatment Room', 'UTPR', 'UTPR DOBLE'] | ['Hybrid OP', 'Quir menor', 'Observación', 'Operatio room', 'Minor Procedures', 'UTPR', 'UTPR DOBLE'] | ['', 'Quir menor'] | MED
161 | 161 |  |  |  | Bomba volumétrica, 2 canales | Infusion pump, volumetric, 2 channel | Pompe volumétrique, 2 canal |  |  | X COMDTO |  | ['UTPR', 'UTPR DOBLE'] | ['UTPR', 'UTPR DOBLE'] | [''] | MED
162 | 162 |  |  |  | Bombo de grajeado | Drageeing Unit | Dragéification unité |  |  | BI |  | ['Farmacia'] | ['Preparación soluciones'] | [''] | MED
163 | 163 |  |  |  | Bucky vertical | Stand, Bucky, Vertical, Tilt, Automatic | Atril, Bucky, Vertical, Tilt, automatique |  | RD1080 | BI |  | ['RX Conv'] | ['General Purpose Radiology Room'] | [''] | MED
164 | 164 |  |  |  | Cabecero doble (2,5 m) | Headwall, Prefabricated, General, 2 bed 2,5 m | Tête de lit, double (2,5 m) |  |  | MC |  | ['DIÁLISIS', 'DOUBLE INPATIENT RM', 'INPATIENT RM', 'IV inyection', 'Nebulización', 'Observación', 'Pre-Anesthesia', 'Prep/Recovery Room'] | ['Dialisis', 'DOUBLE INPATIENT RM', 'OBS DOUBLE INPATIENT RM', '', 'Nebulización', 'Habitación', 'Anesthesia Work'] | [''] | MED
165 | 165 |  |  |  | Cabecero doble (3,6 m) | Headwall, Prefabricated, General, 2 bed 3,6 m | Tête de lit simple |  |  | MC |  | ['IV inyection', 'Nebulización', 'Observación', 'Pre-Anesthesia', 'Prep/Recovery Room'] | ['', 'Nebulización', 'Habitación', 'Anesthesia Work'] | [''] | MED
166 | 166 |  |  |  | Cabecero simple (1,8 m), obra civil | Bedhead patient room unit, simple (1,8 m),civil work | Tête de lit, simple (1,8 m), génie civil |  | MI-19 | UE |  | ['Guest Room', 'LIVING RM / MAJILIS', 'Nebulización', 'Observación', 'Prep/Recovery Room'] | ['Guest Room', 'LIVING RM / MAJILIS', 'Nebulización', 'Habitación'] | [''] | MED
167 | 167 |  |  |  | Cabecero simple (1,8 m), obra civil | Bedhead patient room unit, simple (1,8 m),civil work | Tête de lit, simple (1,8 m), génie civil |  |  | UE |  | ['Guest Room', 'LIVING RM / MAJILIS', 'Nebulización', 'Observación', 'Prep/Recovery Room'] | ['Guest Room', 'LIVING RM / MAJILIS', 'Nebulización', 'Habitación'] | [''] | MED
168 | 168 |  |  |  | Cabecero simple (1,8 m), pre-fab A | Headwall, Prefabricated, General, 1 bed A | Tête de lit, simple 1,8 mm A |  |  | MC |  | ['INPATIENT RM', 'INPATIENT ISO RM', 'IV inyection', 'Nebulización', 'Observación', 'Pre-Anesthesia', 'Prep/Recovery Room', 'SLEEP LAB', 'UTPR', 'UTPR DOBLE'] | ['BARIATRIC INPATIENT ROOM', 'INPATIENT RM', 'PEDS INPATIENT RM', 'INPATIENT ISO RM', 'OBS INPATIENT RM', '', 'Nebulización', 'Habitación', 'Anesthesia Work', 'UTPR', 'UTPR DOBLE'] | [''] | MED
169 | 169 |  |  |  | Cabecero simple (1,8 m), pre-fab B | Headwall, Prefabricated, General, 1 bed B | Tête de lit, simple 1,8 mm B |  |  | MC |  | ['DIÁLISIS', 'IV inyection', 'Nebulización', 'Observación', 'Pre-Anesthesia', 'Prep/Recovery Room'] | ['Dialisis', '', 'Nebulización', 'Habitación', 'Anesthesia Work'] | [''] | MED
170 | 170 |  |  |  | Cabecero simple prefabricado | Headwall, Prefabricated, General, 1 bed | Tête de lit préfabriqué, 1 lit |  | HW0017 | MC |  | ['Holding Bay', 'INPATIENT RM', 'DOUBLE INPATIENT RM', 'PRESIDENTIAL INPATIENT ROOM', 'INPATIENT ISO RM', 'SLEEP LAB'] | ['Holding Bay', 'BARIATRIC INPATIENT ROOM', 'DOUBLE INPATIENT RM', 'INPATIENT RM', 'PEDS INPATIENT RM', 'PRESIDENTIAL INPATIENT ROOM', 'INPATIENT ISO RM', 'OBS DOUBLE INPATIENT RM', 'OBS INPATIENT RM'] | [''] | MED
171 | 171 |  |  |  | Cabecero simple prefabricado | Headwall, Prefabricated, General, 1 bed | Tête de lit préfabriqué, 1 lit |  | HW005 | MC |  | ['Holding Bay', 'INPATIENT RM', 'DOUBLE INPATIENT RM', 'PRESIDENTIAL INPATIENT ROOM', 'INPATIENT ISO RM', 'SLEEP LAB'] | ['Holding Bay', 'BARIATRIC INPATIENT ROOM', 'DOUBLE INPATIENT RM', 'INPATIENT RM', 'PEDS INPATIENT RM', 'PRESIDENTIAL INPATIENT ROOM', 'INPATIENT ISO RM', 'OBS DOUBLE INPATIENT RM', 'OBS INPATIENT RM'] | [''] | MED
172 | 172 |  |  |  | Cabecero simple prefabricado | Headwall, Prefabricated, General, 1 bed | Tête de lit préfabriqué, 1 lit |  | HW004 | MC |  | ['Holding Bay', 'INPATIENT RM', 'DOUBLE INPATIENT RM', 'PRESIDENTIAL INPATIENT ROOM', 'INPATIENT ISO RM', 'SLEEP LAB'] | ['Holding Bay', 'BARIATRIC INPATIENT ROOM', 'DOUBLE INPATIENT RM', 'INPATIENT RM', 'PEDS INPATIENT RM', 'PRESIDENTIAL INPATIENT ROOM', 'INPATIENT ISO RM', 'OBS DOUBLE INPATIENT RM', 'OBS INPATIENT RM'] | [''] | MED
173 | 173 |  |  |  | Cabecero simple prefabricado | Headwall, Prefabricated, General, 1 bed | Tête de lit préfabriqué, 1 lit |  | HW003 | MC |  | ['Holding Bay', 'INPATIENT RM', 'DOUBLE INPATIENT RM', 'PRESIDENTIAL INPATIENT ROOM', 'INPATIENT ISO RM', 'SLEEP LAB'] | ['Holding Bay', 'BARIATRIC INPATIENT ROOM', 'DOUBLE INPATIENT RM', 'INPATIENT RM', 'PEDS INPATIENT RM', 'PRESIDENTIAL INPATIENT ROOM', 'INPATIENT ISO RM', 'OBS DOUBLE INPATIENT RM', 'OBS INPATIENT RM'] | [''] | MED
174 | 174 |  |  |  | Cabecero vertical, doble | Bedhead patient room unit, vertical double | Tête de lit vertical, double |  |  | MC |  | ['DIÁLISIS', 'IV inyection', 'Nebulización', 'Observación', 'Pre-Anesthesia', 'Prep/Recovery Room'] | ['Dialisis', '', 'Nebulización', 'Habitación', 'Anesthesia Work'] | [''] | MED
175 | 175 |  |  |  | Cabecero vertical, simple, VIP | Bedhead patient room unit (medical gases, electrical power, voice&data), vip | Tête de lit vertical, 1 lit VIP |  |  | MC |  | ['PRESIDENTIAL INPATIENT ROOM', 'IV inyection', 'Nebulización', 'Observación', 'Pre-Anesthesia', 'Prep/Recovery Room'] | ['PRESIDENTIAL INPATIENT ROOM', '', 'Nebulización', 'Habitación', 'Anesthesia Work'] | [''] | MED
176 | 176 |  |  |  | Cabezal láser infrarrojo | Infrared laser head | Tête laser infrarouge |  |  | BI |  | ['Rehabilitacion'] | ['LASERTHERAPY ROOM'] | ['rehb'] | MED
177 | 177 |  |  |  | Cabina almacenamiento, ventilada | Cabinet, storage, ventilated | Cabinet, le stockage, aéré |  | CM0015 | MC |  | ['MORGUE'] | ['Body preparation room'] | [''] | MED
178 | 178 |  |  |  | Cabina de dispensación de medicación automatizada, und. auxiliar | AUTOMATED DISPENSING CABINET MEDICATION, AUXILIARY UNIT | Cabine distribution automatisée des médicaments, und. auxiliaire |  | PHA932 | EB | GF | ['Medicación'] | ['Medicación'] | [''] | MED
179 | 179 |  |  |  | Cabina de flujo laminar horizontal (nutrición parenteral, 1 plaza) | Laminar flow cabinet, horizontal (parenteral nutrition) | Hotte à flux laminaire, horizontal (nutrition parentérale) |  |  | BI |  | ['Farmacia'] | ['Preparación parenterales'] | [''] | MED
180 | 180 |  |  |  | Cabina de flujo laminar horizontal, W 1270 mm | Cabinet, laminar flow, horizontal | Laminar flow cabinet, horizontal, W 1270 mm |  |  | BI |  | ['Histo-Pato'] | ['cito'] | [''] | MED
181 | 181 |  |  |  | Cabina de flujo laminar para citostáticos | Laminar flow cabinet, cytostatic | Hotte à flux laminaire, cytostatique |  |  | BI |  | ['Farmacia', 'Histo-Pato'] | ['Preparación citostáticos', 'histo'] | [''] | MED
182 | 182 |  |  |  | Cabina de flujo laminar, horizontal | Laminate Flow bench, horizontal | Stratifié flux banc, horizontal |  |  | BI |  | ['Blood Bank', 'Farmacia', 'Histo-Pato', 'HYSTOLOGY PASSAGE', 'LAB'] | ['Bioquímica + Hemato', 'Preparación de unidosis', 'histo', 'HYSTOLOGY PASSAGE', 'GENETIC (& REPRODUCTIVE MEDICINE)', 'Microbiology', 'MOLECULA BIOLOGY LABORATORY', 'Preanalitica', 'SEROLOGY', 'Uroanalis'] | ['', 'Manual'] | MED
183 | 183 |  |  |  | Cabina de flujo laminar, vertical | Laminar flow cabinet, vertical | Hotte à flux laminaire horizontal, vertical |  |  | BI |  | ['Blood Bank', 'Histo-Pato', 'HYSTOLOGY PASSAGE', 'LAB'] | ['(Transfusion Service)', 'Bioquímica + Hemato', 'histo', 'HYSTOLOGY PASSAGE', 'GENETIC (& REPRODUCTIVE MEDICINE)', 'Microbiology', 'MOLECULA BIOLOGY LABORATORY', 'Preanalitica', 'SEROLOGY', 'Uroanalis'] | ['', 'Manual'] | MED
184 | 184 |  |  |  | Cabina de gases | Cabinet fume | Hotte à filtration |  |  | BI |  | ['Blood Bank', 'Blood Gas', 'Farmacia', 'Histo-Pato', 'HYSTOLOGY PASSAGE', 'LAB'] | ['Bioquímica + Hemato', '', 'Preparación soluciones', 'histo', 'HYSTOLOGY PASSAGE', 'GENETIC (& REPRODUCTIVE MEDICINE)', 'Microbiology', 'MOLECULA BIOLOGY LABORATORY', 'Preanalitica', 'SEROLOGY', 'Uroanalis'] | ['', 'Manual'] | MED
185 | 185 |  |  |  | Cabina de seguridad biológica clase II | Laminar flow cabinet, bio II | Hotte a flux laminaire microbiologique |  |  | BI |  | ['Farmacia', 'Histo-Pato', 'LAB', 'Microscopio RM'] | ['Preparación soluciones', 'cito', 'histo', 'GENETIC (& REPRODUCTIVE MEDICINE)', 'Microbiology', 'MOLECULA BIOLOGY LABORATORY', 'SEROLOGY', 'Uroanalis', ''] | [''] | MED
186 | 186 |  |  |  | Cabina estacionaria, alta, simple | Tall stationary cabinet, single | Armoire, haut, simple |  |  | MC |  | ['Oficio limpio'] | ['Oficio limpio'] | [''] | MED
187 | 187 |  |  |  | Cabina para anaerobios | Anaerobic cabinet | Cabine anaérobie |  |  | BI |  | ['LAB'] | ['Microbiology'] | [''] | MED
188 | 188 |  |  |  | Cabina para instrumentos | Cabinet, Instrument | Instruments de la cabine |  | MS1780 | MC |  | ['Treatment Room'] | ['Treatment Room'] | [''] | MED
189 | 189 |  |  |  | Cabina para quimicos, doble puerta | Cabinet for chemicals, double door | Placard chimique, porte double |  |  | BI |  | ['LAB'] | ['MOLECULA BIOLOGY LABORATORY'] | [''] | MED
190 | 190 |  |  |  | Cabina PCR | PCR hood | Hotte PCR à flux laminaire |  |  | BI |  | ['Histo-Pato', 'LAB'] | ['histo', 'Core Lab', 'GENETIC (& REPRODUCTIVE MEDICINE)', 'MOLECULA BIOLOGY LABORATORY'] | ['', 'Microbiología & Biología Molecular'] | MED
191 | 191 |  |  |  | Cabina PUVA | PUVA cabinet | PUVA armoire |  |  | BI |  | ['Gabinete'] | ['PUVA'] | [''] | MED
192 | 192 |  |  |  | Cabina, 1 estante , 1 cajon, 1 puerta | Cabinet, U/C/B, 1 Shelf, 1 Drawer, 1 DO, 36x24x22 | Cabinet, U / C / B, 1 plateau, 1 tiroir, 1 DO, 36x24x22 |  | FC1100 | MC |  | ['Kitchen', 'LAVANDERIA', 'Lounge', 'MORGUE', 'Staff Lounge'] | ['Kitchen', 'Clean Linen Holding & Assembly', 'Lounge', 'Body preparation room', 'Body Viewing room', 'Staff Lounge'] | [''] | MED
193 | 193 |  |  |  | Cabina, 1 puerta, 2 estantes | Cabinet, W/H, 2 Shelf, 1 DO, Sloping Top, 38x24x13 | Cabinet, a/ 2 tablettes, 1 DO, pente Top, 38x24x13 |  | FC1285 | MC |  | ['Kitchen', 'Lounge', 'Staff Lounge'] | ['Kitchen', 'Lounge', 'Staff Lounge'] | [''] | MED
194 | 194 |  |  |  | Cabina, 8 cajones | Cabinet, U/C/B, 8 Half Drawer, 36x36x22 | Armoire, 8 tiroir |  | FC1180 | MC |  | ['Alimentación', 'BREAKOUT AREA'] | ['Nourishment', 'BREAKOUT AREA'] | [''] | MED
195 | 195 |  |  |  | Cabina, almacen herraminetas, grande | Cabinet, Tool, Floor Standing, 84x60x22 | Cabine, les outils d'actions, un grand |  |  | EB | GF | ['Taller'] | ['Taller', ''] | [''] | MED
196 | 196 |  |  |  | Cabina, almacen herraminetas, rodable | Cabinet, Tool, Mobile, With Mechanics Tool Chest | Cabine, les outils d'actions rodable |  |  | EB | GF | ['Taller'] | ['Taller', ''] | [''] | MED
197 | 197 |  |  |  | Cabina, almacen herraminetas, rodable | Cabinet, Tool, Mobile, With Mechanics Tool Chest | Cabine, les outils d'actions rodable |  | ET1205 | EB | GF | ['Taller'] | ['Taller', ''] | [''] | MED
198 | 198 |  |  |  | Cabina, almacen herraminetas, suelo | Cabinet, Storage, Tool, F/Mounted | Cabine, les outils d'actions, le sol |  |  | EB | GF | ['Taller'] | ['Taller', ''] | [''] | MED
199 | 199 |  |  |  | Cadena compacta, | Hoist, Chain, 1/2 Ton Capacity, 7 Foot Lift | Palan à chaîne compacte |  |  | EB | GE | ['Taller'] | ['Taller', ''] | [''] | ST
200 | 200 |  |  |  | Cafetera, automática, c/termo | Brewer, Coffee, Auto, Elect, 3 Burner, Front/Back | Brewer, café, Auto, Élire, 3 brûleurs, avant / arrière |  | FS1135 | EB | GE | ['Alimentación', 'BREAKOUT AREA', 'Kitchen', 'Lounge', 'Staff Lounge'] | ['Nourishment', 'BREAKOUT AREA', 'Kitchen', 'Lounge', 'Staff Lounge'] | [''] | ST
201 | 201 |  |  |  | Caja con 3 bolsas de solución esterilizante | Set of sterilization solution | Boîte avec 3 sacs de solution de stérilisation |  |  | BI |  | ['CDSS'] | ['Esterilizar-Low Tª'] | [''] | MED
202 | 202 |  |  |  | Caja de lentes aro plástico 232(incluida montura) | Trial lens case (including mount) | Boîte de verres, plastique 232 (compris monture) |  |  | BI |  | ['CONSULTA GENERAL', 'Gabinete'] | ['CONSULTA OFT', 'OFT'] | [''] | MED
203 | 203 |  |  |  | Caja de Lentes de prueba c/ monturas universal e infantil | Trial lens case (including mount ad & ped) | Objectifs boîte avec le dépistage universel et supports d'enfants |  |  | BI |  | ['CONSULTA GENERAL', 'Gabinete'] | ['CONSULTA OFT', 'OFT'] | [''] | MED
204 | 204 |  |  |  | Caja de seguridad | Cage, Security, Heavy Duty | Coffre-fort |  | AR1580 | UE |  | ['ALMACEN', 'INPATIENT RM', 'DOUBLE INPATIENT RM', 'PRESIDENTIAL INPATIENT ROOM', 'INPATIENT ISO RM', 'Seguridad', 'SLEEP LAB'] | ['Storage, Patient Lost & Found', 'BARIATRIC INPATIENT ROOM', 'DOUBLE INPATIENT RM', 'INPATIENT RM', 'PEDS INPATIENT RM', 'PRESIDENTIAL INPATIENT ROOM', 'INPATIENT ISO RM', 'OBS DOUBLE INPATIENT RM', 'OBS INPATIENT RM', 'Seguridad'] | [''] | ST
205 | 205 |  |  |  | Caja de seguridad | Cage, Security, Heavy Duty | Coffre-fort |  |  | UE |  | ['ALMACEN', 'INPATIENT RM', 'DOUBLE INPATIENT RM', 'PRESIDENTIAL INPATIENT ROOM', 'INPATIENT ISO RM', 'Seguridad', 'SLEEP LAB'] | ['Storage, Patient Lost & Found', 'BARIATRIC INPATIENT ROOM', 'DOUBLE INPATIENT RM', 'INPATIENT RM', 'PEDS INPATIENT RM', 'PRESIDENTIAL INPATIENT ROOM', 'INPATIENT ISO RM', 'OBS DOUBLE INPATIENT RM', 'OBS INPATIENT RM', 'Seguridad'] | [''] | ST
206 | 206 |  |  |  | Caja fuerte de seguridad | Safe, Collection Agent | Coffre-fort, agent de recouvrement |  | FF1830 | EB | GE | ['Cashier'] | [''] | [''] | ST
207 | 207 |  |  |  | Caja, para pañuelos, papel | Tissue box | Boîte à mouchoirs |  | AC-11 | EB | GF | ['Guest Room'] | ['Guest Room'] | [''] | ST
208 | 208 |  |  |  | Cajón para 1 1/1GN 400 mmm | Drawer for 1 1/1 gn container 400 mm | Tiroir 1 1/1GN 400 mm |  |  | EB | GF | ['LAVANDERIA'] | ['Receiving'] | [''] | MED
209 | 209 |  |  |  | Cajon, para contenedor, 600 x 600 mm | Drawer for 600x600 Container 600 Mm | Tiroir pour container, 600 x 600 mm |  |  | EB | GF | ['Kitchen'] | ['Tray Assembly Area'] | [''] | MED
210 | 210 |  |  |  | Calandra, 3 rodillos, vapor, 3300 mm L | Steam heated flatwork ironer, 3 rolls. Cylinder length: 3300 mm. Cylinder bore: 800 mm. | Chauffé à la vapeur machine de blanchisserie, 3 rouleaux. Longueur du cylindre: 3300 mm. Alésage du cylindre: 800 mm. |  |  | EB | GE | ['LAVANDERIA'] | ['Clean Linen Processing'] | [''] | ST
211 | 211 |  |  |  | Calentador de fluidos | Fluid warming | Réchauffeur de fluides |  |  | BI |  | ['Hybrid OP', 'Operation room'] | ['Hybrid OP', 'Operatio room'] | [''] | MED
212 | 212 |  |  |  | Calibrador audímetro | Calibrator, Audiometer | Calibrateur, audiomètre |  |  | EB | GE | ['Taller'] | ['Taller', ''] | [''] | MED
213 | 213 |  |  |  | Calientabiberones | Bottle contact warmer | Chauffe Biberons |  |  | EB | GE | ['Care-Neonato'] | ['Biberonería'] | [''] | ST
214 | 214 |  |  |  | Calorímetro indirecto para valoración nutricional | Cardio pulmonary exercise test desktop (Nutritional Assessment) | Cardio bureau de l'épreuve d'effort pulmonaire |  |  | BI |  | ['Gabinete'] | ['Endocrino'] | [''] | MED
215 | 215 |  |  |  | Cama básica | Basic Bed | Lit, de base |  | BD-01 | EB | GF | ['DORMITORIO MEDICO'] | ['DORMITORIO MEDICO'] | [''] | ST
216 | 216 |  |  |  | Cama básica, grande | Bed, Queen Size | Lit, grand |  | BD-02 | EB | GF | ['Dormitorio Acompañante', 'Guest Room'] | ['Dormitorio Acompañante', 'Guest Room'] | [''] | ST
217 | 217 |  |  |  | Cama de hospitalización pediatrica, electrica | Bed, Patient, Electric, Pediatric | Lit d'hôpital pédiatrique, électrique |  |  | MC |  | ['ALMACÉN DE EQUIPOS', 'INPATIENT RM', 'DOUBLE INPATIENT RM', 'PRESIDENTIAL INPATIENT ROOM', 'INPATIENT ISO RM', 'SLEEP LAB'] | ['Camas', 'BARIATRIC INPATIENT ROOM', 'DOUBLE INPATIENT RM', 'INPATIENT RM', 'PEDS INPATIENT RM', 'PRESIDENTIAL INPATIENT ROOM', 'INPATIENT ISO RM', 'OBS DOUBLE INPATIENT RM', 'OBS INPATIENT RM'] | [''] | MED
218 | 218 |  |  |  | Cama de hospitalización, electrica I | Bed hospital ward, electric I | Lit, malade, électrique I |  |  | MC |  | ['Observación', 'Prep/Recovery Room'] | ['Habitación'] | [''] | MED
219 | 219 |  |  |  | Cama de hospitalización, electrica III | Bed hospital ward, electric III | Lit, malade, électrique III |  | BED013 | MC |  | ['ALMACÉN DE EQUIPOS', 'DOUBLE INPATIENT RM', 'INPATIENT RM', 'PRESIDENTIAL INPATIENT ROOM', 'INPATIENT ISO RM', 'Observación', 'Prep/Recovery Room', 'SLEEP LAB'] | ['Camas', 'DOUBLE INPATIENT RM', 'INPATIENT RM', 'PEDS INPATIENT RM', 'PRESIDENTIAL INPATIENT ROOM', 'INPATIENT ISO RM', 'OBS DOUBLE INPATIENT RM', 'OBS INPATIENT RM', 'Habitación'] | [''] | MED
220 | 220 |  |  |  | Cama de hospitalización, eléctrica, paciente bariátrico | Bed, bariactic, elctrical | Lit d'hôpital, électrique bariatrique |  |  | MC |  | ['INPATIENT RM'] | ['BARIATRIC INPATIENT ROOM'] | [''] | MED
221 | 221 |  |  |  | Cama de hospitalización, electrohidraúlica II | Hospital patient bed, electrohidraulic II | Lit du patient de l'hôpital électro-II |  |  | MC |  | ['Observación', 'Prep/Recovery Room'] | ['Habitación'] | [''] | MED
222 | 222 |  |  |  | Cama de UCI, eléctrica con bascula integrada | ICU Hospital patient bed, w/weigh scale | Lits spécialisés pour les soins intensifs avec balance |  |  | MC |  | ['BOX UCI ADULTOS', 'BOX UCI PEDIATRICA'] | ['BOX UCI ADULTOS', 'BOX UCI PEDIATRICA'] | [''] | MED
223 | 223 |  |  |  | Cama UDPR | LDR bed | Lit, TAR (le travail, l'accouchement, la récupération) |  |  | MC |  | ['UTPR', 'UTPR DOBLE'] | ['UTPR', 'UTPR DOBLE'] | [''] | MED
224 | 224 |  |  |  | Cama, king size | Bed, King Size | Lit, King Size |  | BD-03 | EB | GF | ['Dormitorio Acompañante', 'Guest Room'] | ['Dormitorio Acompañante'] | [''] | ST
225 | 225 |  |  |  | Cámara de cadáveres de 2 cuerpos | Body refrigerated camera, 2 body | Cellules de conservation, 2 corps |  |  | MC |  | ['Cámara Morgue', 'MORGUE'] | ['CAMARA CADAVERES??', 'Mortuary Refrigerator'] | [''] | MED
226 | 226 |  |  |  | Cámara de cadáveres, congelador | Body Refrigerator, deep freezing | Corps réfrigérateur, congélation |  | VC0005 | BI |  | ['MORGUE'] | ['Mortuary Refrigerator'] | [''] | MED
227 | 227 |  |  |  | Cámara de documentación | Document Camera | Document Camera |  |  | EB | GF | ['AUDITORIUM VESTIBULE', 'Meeting Room'] | ['AUDITORIUM', 'High-end Meeting Room'] | [''] | MED
228 | 228 |  |  |  | Camara de flujo laminar para elución de generadores y preparacion de radiofarmacos | Laminar flow, hot lab | Hotte á flux laminaire pour l'élution du générateur et de la préparation des produits radiopharmaceutiques |  |  | UE | MC-R | ['Hot Lab'] | [''] | [''] | MED
229 | 229 |  |  |  | Camara de flujo laminar plomada | Laminar flow, Pb | Hotte à flux laminaire, Pb |  |  | UE | MC-R | ['Hot Lab'] | [''] | [''] | MED
230 | 230 |  |  |  | Cámara fria, prefabricada | Refrigerator, Prefab | Réfrigérateur |  | RF1310 | MC |  | ['MORGUE'] | ['Body Viewing room'] | [''] | ST
231 | 231 |  |  |  | Cámara frigorífica | Refrigerated room | Chambre Froide |  |  | UE |  | ['Frío'] | ['Frío'] | [''] | ST
232 | 232 |  |  |  | Cámara refigerada para basureas | Holding area (refrigerated) | Maison glacée pour refuser |  |  | EB | GF | ['Basuras'] | ['Holding area (refrigerated)'] | [''] | ST
233 | 233 |  |  |  | Cámara refrigerada | Room refrigerated | Chambre froide |  |  | EB | GE | ['Kitchen'] | ['Autoservicio y comedor'] | [''] | ST
234 | 234 |  |  |  | Cambia pañales Horizontal | Changing diapers, horizontal | Changez les couches, horizontal |  | TA-19 | EB | SW | ['Aseo'] | ['ASEO DOBLE', 'ASEO INDIVIDUAL', 'ASEO MULTIPLE'] | [''] | ST
235 | 235 |  |  |  | Camilla de exploración, 2 cuerpos | Examination Table, 2 bodies | Divan d’examen à hauteur fixe 2 organismes |  |  | MC |  | ['CONSULTA GENERAL', 'Eco', 'Extracción', 'Gabinete', 'Minor Procedures', 'Treatment Room'] | ['CONSULTA GENERAL', 'CONSULTA GINECOBS', 'CONSULTA NICU', 'CONSULTA PEDIATRI', 'Eco', 'SAMPLE TAKING', 'Gabinete - Base', 'Consultorio-Enf', 'Minor Procedures'] | ['', 'rx', 'Consultorio-Enf'] | MED
236 | 236 |  |  |  | Camilla de masaje lisa | Camilla massage, smoooth | Brancard massage lisse |  |  | MC |  | ['Rehabilitacion'] | ['URINARY INCONTINENCE TREATMENT'] | ['rehb'] | MED
237 | 237 |  |  |  | Camilla de transporte de cadáveres | Strecher for morge | Camilla cadavres de transport |  |  | MC |  | ['MORGUE'] | ['Mortuary Refrigerator'] | [''] | MED
238 | 238 |  |  |  | Camilla hidráulica, 3 secciones | Strecher hydarulic, 3 secctins | Brancard hydraulique, 3 sectionner |  |  | MC |  | ['Rehabilitacion'] | ['CERVICAL AND LUMBAR TRACTION ROOM', 'ELECTROTHERAPY ROOM', 'LASERTHERAPY ROOM', 'MICROWAVE ROOM', 'SHORT WAVE ROOM', 'Terapeuta Fisio', 'ULTRASOUND ROOM'] | ['rehb'] | MED
239 | 239 |  |  |  | Camilla para aseo en baño | Stretcher attended bath | Chariot de douche |  |  | MC |  | ['Baño Clínico'] | [''] | [''] | MED
240 | 240 |  |  |  | Camilla para sala de yeso | Cast treatment table | Camilla à la salle de plâtre |  |  | MC |  | ['CONSULTA GENERAL', 'Gabinete'] | ['CONSULTA REHABILITA', 'Trauma'] | [''] | MED
241 | 241 |  |  |  | Camilla rodante con freno y baranda | Stretcher w/ brake and side rails | Camilla roues a/ frein-rail |  |  | MC |  | ['ALMACÉN DE EQUIPOS', 'Cast', 'CENTRAL ENFERMERIA', 'CENTRAL WORKSTATION', 'Choque', 'Prep/Recovery Room'] | ['Almacén Sillas de ruedas', 'Cast', 'CENTRAL ENFERMERIA', 'Choque', 'Prep/Recovery Room'] | [''] | MED
242 | 242 |  |  |  | Camilla rodante con freno y baranda | Stretcher w/ brake and side rails | Camilla roues a/ frein-rail |  | MS2025 | MC |  | ['ALMACÉN DE EQUIPOS', 'Cast', 'CENTRAL ENFERMERIA', 'CENTRAL WORKSTATION', 'Choque', 'Prep/Recovery Room'] | ['Almacén Sillas de ruedas', 'Cast', 'CENTRAL ENFERMERIA', 'Choque', 'Prep/Recovery Room'] | [''] | MED
243 | 243 |  |  |  | Camilla, bariatrica | Bariatric Stretcher | Bariatrique civière |  | MS2030 | MC |  | ['ALMACÉN DE EQUIPOS'] | ['Almacén Sillas de ruedas'] | [''] | MED
244 | 244 |  |  |  | Camilla, procedimientos, radiotransparente, c/portasueros | Stretcher, procedure, mobile, CRS | Camilla, des procédures, au rayonnement, avec le poteau |  | MS2000 | MC |  | ['ALMACÉN DE EQUIPOS', 'Choque', 'Holding Bay', 'Observación', 'Pre-Anesthesia', 'Prep/Recovery Room'] | ['Almacén Sillas de ruedas', 'Choque', 'Holding Bay', 'Observación', 'Anesthesia Work'] | [''] | MED
245 | 245 |  |  |  | Camilla, procedimientos, radiotransparente, c/portasueros | Stretcher, procedure, mobile, CRS | Camilla, des procédures, au rayonnement, avec le poteau |  |  | MC |  | ['ALMACÉN DE EQUIPOS', 'Choque', 'Holding Bay', 'Observación', 'Pre-Anesthesia', 'Prep/Recovery Room'] | ['Almacén Sillas de ruedas', 'Choque', 'Holding Bay', 'Observación', 'Anesthesia Work'] | [''] | MED
246 | 246 |  |  |  | Camilla, translado cadaver | Strecher, cadaver | CHARIOT DE TRANSFERT ET DISSIMULATION FUNÉRAIRE |  | VC0006 | MC |  | ['MORGUE'] | ['Body preparation room', 'Body Viewing room', 'Mortuary Refrigerator'] | [''] | MED
247 | 247 |  |  |  | Campana de O2 | O2 canopy | Cloche O2 |  |  | BI |  | ['BOX NICU'] | ['BOX DOBLE NICU', 'BOX NEO INTERMEDIO', 'BOX NICU', 'BOX TRIPLE NICU'] | [''] | MED
248 | 248 |  |  |  | Campana mural de extracción, 2000 x 900 x 650 mm | Hood, extraction mural, 2000 x 900 x 650 mm | Campagne murale d'extraction, de 2000 x 900 x 650 mms |  |  | UE |  | ['Kitchen'] | ['Preparación Cook'] | ['Pre-Dietas'] | ST
249 | 249 |  |  |  | Campímetro automático | Campimeter, automatic | Campimètre, automatique |  |  | BI |  | ['CONSULTA GENERAL', 'Gabinete'] | ['CONSULTA OFT', 'OFT'] | [''] | MED
250 | 250 |  |  |  | Caneca metálica, I | Waste bin I | Poubelle de métal |  |  | EB | GF | ['CATHLAB', 'Control room', 'DENSITÓMETRO', 'Gammacamara', 'PACS', 'PET', 'RMN', 'RX Conv', 'TAC', 'Telemando', 'Telemedicina'] | ['Despacho Clinc', 'PACS', 'PET', 'RMN', 'RX Conv', 'TAC', 'Telemando', 'Telemedicina'] | ['rx', 'Secretaria', 'Despacho Clinc'] | ST
251 | 251 |  |  |  | Caneca metálica, I | Waste bin I | Poubelle de métal |  | rx | EB | GF | ['CATHLAB', 'Control room', 'DENSITÓMETRO', 'Gammacamara', 'PACS', 'PET', 'RMN', 'RX Conv', 'TAC', 'Telemando', 'Telemedicina'] | ['Despacho Clinc', 'PACS', 'PET', 'RMN', 'RX Conv', 'TAC', 'Telemando', 'Telemedicina'] | ['rx', 'Secretaria', 'Despacho Clinc'] | ST
252 | 252 |  |  |  | Capsuladora con juego completo de placas | Encapsulating device | Dispositif d'encapsulation |  |  | BI |  | ['Farmacia'] | ['Preparación soluciones'] | [''] | MED
253 | 253 |  |  |  | Cargador doble | Battery charge, Oft& Ret | Chargeur doble |  |  | BI |  | ['CONSULTA GENERAL', 'Gabinete'] | ['CONSULTA OFT', 'OFT'] | [''] | MED
254 | 254 |  |  |  | Carretilla, metal transporte | Tubular steel trolley | Brouette, le transport de métal |  |  | EB | GF | ['Basuras'] | ['Holding area (refrigerated)'] | [''] | ST
255 | 255 |  |  |  | Carro 4 niveles con brazos de lavado | Washing Trolley, 4 level w/washing arms | Panier, 4 niveaux avec bras de lavage |  |  | BI |  | ['CDSS'] | ['Lavar Carros'] | [''] | MED
256 | 256 |  |  |  | Carro abierto, 56 bandejas isotermicas | Open Trolley For 56 Insulated Trays | Chariot, ouvert, 56 plateaux isothermes |  |  | EB | GF | ['Kitchen'] | ['Tray Assembly Area'] | [''] | MED
257 | 257 |  |  |  | Carro abierto, bandeja / cesta | Trolley-Open, 550x550 Tray/Basket Lowerat. | Chariot ouvert, plateau / panier |  |  | EB | GF | ['Kitchen'] | ['Tray Assembly Area'] | [''] | MED
258 | 258 |  |  |  | Carro baño maría 2 cubas | Trolley, Bain-Marie, 2 tray | Chariot bain-marie, 2 cuves |  |  | EB | GE | ['Kitchen'] | ['Emplatado'] | [''] | MED
259 | 259 |  |  |  | Carro baño maría 3 cubas | Trolley, Bain-Marie, 3tray | Chariot bain-marie, 3 cuves |  |  | EB | GE | ['Kitchen'] | ['Emplatado'] | [''] | MED
260 | 260 |  |  |  | Carro calienta platos 2 tubos | Truck, t heated plates, 2 tubes | Chariot pour chauffer des plateaux, 2 tubes |  |  | EB | GE | ['Kitchen'] | ['Emplatado'] | [''] | MED
261 | 261 |  |  |  | Carro calienta platos, 550 x 550 mm | Lowerator Trolley-Heated, 550x550 platform | Panier, Plaques chauffées, 550 x 550 mm |  |  | EB | GE | ['Kitchen'] | ['Tray Assembly Area'] | [''] | MED
262 | 262 |  |  |  | Carro cerrado | Trolley SS close | Chariot médical de transport en acier inoxydable (fermé) |  |  | EB | GF | ['Almacen Steril'] | ['Almacen Steril'] | [''] | MED
263 | 263 |  |  |  | Carro contenedor, 17 GN 2/1 | Container Trolley, 17 Gn 2/1 | Chariot, conteneur 17 GN 2/1 |  |  | EB | GF | ['Cafeteria'] | ['Cocina-Café'] | [''] | MED
264 | 264 |  |  |  | Carro de carga /descarga | Loading / Unloading Trolley | Chariot de chargement / déchargement |  |  | BI |  | ['CDSS'] | ['Esterilizar'] | [''] | MED
265 | 265 |  |  |  | Carro de carga esterilizadores (eléctrico) | Trolley sterilizer, load electric | Chariot de chargement (électrique) |  |  | BI |  | ['CDSS'] | ['Empaquetar'] | [''] | MED
266 | 266 |  |  |  | Carro de carga y descarga | Loading and unloading Trolley | Chariot de chargement et de déchargement |  |  | BI |  | ['CDSS'] | ['Base', 'Esterilizar'] | [''] | MED
267 | 267 |  |  |  | Carro de curaciones | Trolley, dressing/instrument, stainless steel | Guéridon, bandage / instrument, acier inoxydable |  |  | MC |  | ['Blood Bank', 'CENTRAL ENFERMERIA', 'CENTRAL WORKSTATION', 'CONSULTA GENERAL', 'Eco', 'Extracción', 'Gabinete', 'IV inyection PET', 'Minor Procedures', 'Observación', 'Oficio limpio', 'Prep/Recovery Room', 'Treatment Room'] | ['(Transfusion Service)', '', 'CENTRAL ENFERMERIA', 'CONSULTA GENERAL', 'CONSULTA GINECOBS', 'CONSULTA PEDIATRI', 'Eco', 'SAMPLE TAKING', 'Gabinete - Base', 'Consultorio-Enf', 'Observación', 'Oficio limpio', 'Minor Procedures'] | ['', 'rx', 'Consultorio-Enf'] | MED
268 | 268 |  |  |  | Carro de curaciones | Trolley, dressing/instrument, stainless steel | Guéridon, bandage / instrument, acier inoxydable |  | TRO131 | MC |  | ['Blood Bank', 'CENTRAL ENFERMERIA', 'CENTRAL WORKSTATION', 'CONSULTA GENERAL', 'Eco', 'Extracción', 'Gabinete', 'IV inyection PET', 'Minor Procedures', 'Observación', 'Oficio limpio', 'Prep/Recovery Room', 'Treatment Room'] | ['(Transfusion Service)', '', 'CENTRAL ENFERMERIA', 'CONSULTA GENERAL', 'CONSULTA GINECOBS', 'CONSULTA PEDIATRI', 'Eco', 'SAMPLE TAKING', 'Gabinete - Base', 'Consultorio-Enf', 'Observación', 'Oficio limpio', 'Minor Procedures'] | ['', 'rx', 'Consultorio-Enf'] | MED
269 | 269 |  |  |  | Carro de desayuno | Breakfast Cart | Petit déjeuner panier |  |  | EB | GF | ['Kitchen'] | ['Tray Assembly Area'] | [''] | MED
270 | 270 |  |  |  | Carro de fondo movil | Background movile trolley | Panier fond portable |  |  | EB | GF | ['LAVANDERIA'] | ['Distribution (Cart Storage Dispatch)'] | [''] | MED
271 | 271 |  |  |  | Carro de medicación unidosis (manual) | Unidosis Medication Cart (manual) | Chariot à piluliers 7 journaliers léger, |  |  | MC |  | ['Farmacia'] | ['Aparcamiento carros unidosis y transporte'] | [''] | MED
272 | 272 |  |  |  | Carro de parada | Cart, Emergency, Mobile, 66H x 52W x 22D | Panier, d'urgence, mobile |  | MC1870 | MC |  | [] | [] | [] | MED
273 | 273 |  |  |  | Carro de paro | Cart, crash | Chariot d'urgence |  |  | MC |  | ['CATHLAB', 'CENTRAL ENFERMERIA', 'CENTRAL WORKSTATION', 'Choque', 'Hybrid OP', 'Minor Procedures', 'Operation room', 'Treatment Room'] | ['CathLab', 'CENTRAL ENFERMERIA', 'Choque', 'Hybrid OP', 'Quir menor', 'Operatio room', 'Minor Procedures'] | ['rx', '', 'Quir menor'] | MED
274 | 274 |  |  |  | Carro de servicio, 2 bandejas, 600 mm | Tier Service Line Trolley 600 Mm, 2 | Chariot pour service, 2 étagères, 600 mm |  |  | EB | GF | ['Kitchen'] | ['Tray Assembly Area'] | [''] | MED
275 | 275 |  |  |  | Carro de servicio, con asa, 1200 mm | Tier Service Trolley W/Handle 1200 Mm, 03 | Chariot pour service, 1200 mm |  |  | EB | GF | ['Kitchen'] | ['Tray Assembly Area'] | [''] | MED
276 | 276 |  |  |  | Carro de transporte archivo | Cart, close, file | Chariot à dossier médicaux |  |  | MC |  | ['CENTRAL ENFERMERIA', 'CENTRAL WORKSTATION'] | ['CENTRAL ENFERMERIA'] | [''] | MED
277 | 277 |  |  |  | Carro de transporte de bandeja isotérmica | Trolley, trasnport isothermic tary | Chariot Trasport plateau isotherme hospitalier |  |  | EB | GF | ['Kitchen'] | ['Emplatado'] | [''] | MED
278 | 278 |  |  |  | Carro de transporte de citotóxicos con portanevera | Trolley transport, citotosyc | Transport Trolley, citotosyc |  |  | MC |  | ['Farmacia'] | ['Aparcamiento carros unidosis y transporte'] | [''] | MED
279 | 279 |  |  |  | Carro de transporte de racks | Trolley, racks | Chariot de transport de casier |  |  | MC |  | ['CDSS', 'SUB-STERIL RM'] | ['Empaquetar', 'Lavar-Mat', 'Breakout & Clean receiving rooms'] | ['', 'b', 't'] | MED
280 | 280 |  |  |  | Carro de transporte de varillas | Trolley, transport, rod structure | CHARIOT DE STÉRILISATION |  |  | EB | GF | ['CDSS'] | ['Empaquetar'] | [''] | MED
281 | 281 |  |  |  | Carro de transporte hermético. | Trolley, hemetic | Chariot de transport hermétique |  |  | EB | GF | ['CDSS'] | ['Insumo esterilización'] | [''] | MED
282 | 282 |  |  |  | Carro de yesos | Plaster Cart | Chariot a la plâtre |  |  | MC |  | ['Cast', 'CONSULTA GENERAL', 'Gabinete'] | ['Cast', 'CONSULTA REHABILITA', 'Trauma'] | [''] | MED
283 | 283 |  |  |  | Carro dispensador neutro a nivel constante | Trolley neutral dispenser at a constant leve | Chariot distributeur neutre à un niveau constant |  |  | EB | GF | ['Kitchen'] | ['Emplatado'] | [''] | MED
284 | 284 |  |  |  | Carro elevador eléctrico, cámaras 2 cuerpos | Litf, electric for morge refrigerator | Chariot élévateur électrique pour 2 chambre des corps |  |  | MC |  | ['Cámara Morgue', 'MORGUE'] | ['CAMARA CADAVERES??', 'Mortuary Refrigerator'] | [''] | MED
285 | 285 |  |  |  | Carro lenceria | Laundry bag trolley | Chariot Lingerie |  |  | MC |  | ['Baño Clínico'] | [''] | [''] | ST
286 | 286 |  |  |  | Carro limpieza, int. | Cart, Janitor's | Chariot de lavage et ménage |  | FF1375 | EB | GE | ['Ante-Room', 'ENVIRONMENTAL SERVICE', 'MORGUE'] | ['Ante-Room', 'Housekeeping', 'Limpieza', 'Body preparation room'] | [''] | ST
287 | 287 |  |  |  | Carro limpieza, int. | Cart, Janitor's | Chariot de lavage et ménage |  | FF1345 | EB | GE | ['Ante-Room', 'ENVIRONMENTAL SERVICE', 'MORGUE'] | ['Ante-Room', 'Housekeeping', 'Limpieza', 'Body preparation room'] | [''] | ST
288 | 288 |  |  |  | Carro limpieza, int. | Cart, Janitor's | Chariot de lavage et ménage |  |  | EB | GE | ['Ante-Room', 'ENVIRONMENTAL SERVICE', 'MORGUE'] | ['Ante-Room', 'Housekeeping', 'Limpieza', 'Body preparation room'] | [''] | ST
289 | 289 |  |  |  | Carro movil SS | S/S Mobile Stand | Chart mobile Acier Inoxy |  |  | EB | GE | ['Cafeteria'] | ['Cocina-Café'] | [''] | ST
290 | 290 |  |  |  | Carro multi propósito | Multifunctional Cart | Chariot Multi Purpose |  |  | MC |  | ['CONSULTA GENERAL', 'DIÁLISIS', 'Hybrid OP', 'Medicación', 'Minor Procedures', 'Operation room', 'Treatment Room'] | ['CONSULTA GENERAL', 'CONSULTA GINECOBS', 'CONSULTA NICU', 'CONSULTA PEDIATRI', 'Dialisis', 'Hybrid OP', 'Medicación', 'Quir menor', 'Operatio room', 'Minor Procedures'] | ['', 'Quir menor'] | ST
291 | 291 |  |  |  |  | internal lighting. Operating temperature +2+10°C. For ambient temperatures up to 32 °C. CFC and HCFC free. R134a gas in refrigeration circuit. Gas in foam: Cyclopentane. |  |  |  | EB | GE | [] | [] | [] | MED
292 | 292 |  |  |  | Carro neutro | Trolley neutral | Chariot neutre |  |  | EB | GF | ['Kitchen'] | ['Emplatado'] | [''] | MED
293 | 293 |  |  |  | Carro nodriza para unidosis | Cart, supplied medication | Chariot nodrice pour unidosis |  |  | MC |  | ['Farmacia'] | ['Aparcamiento carros unidosis y transporte'] | [''] | MED
294 | 294 |  |  |  | Carro para 10 contenedores con tapas | Cart container, 10 w/lid | Chariot pour 10 recipients avec couvercle |  |  | BI |  | ['CDSS'] | ['Lavar Carros'] | [''] | MED
295 | 295 |  |  |  | Carro para distribución de muestras | Trolley for sample distribution | Chariot de distribution de l'échantillon |  |  | EB | GF | ['Blood Bank', 'LAB'] | ['Bioquímica + Hemato', 'GENETIC (& REPRODUCTIVE MEDICINE)', 'Microbiology', 'MOLECULA BIOLOGY LABORATORY', 'Preanalitica', 'SEROLOGY', 'Uroanalis'] | ['', 'Manual'] | MED
296 | 296 |  |  |  | Carro para lavado de accesorios | Washer, cart, accessory, utensil wash cart | Lave-linge, chariot, accessoire, lavage de ustensile panier |  |  | MC |  | ['CDSS'] | ['Lavar-Mat'] | ['t'] | MED
297 | 297 |  |  |  | Carro para medicación de anestesia | Anesthesia medication Cart | Chariot de médicaments pour anesthésie |  |  | MC |  | ['Endo', 'Hybrid OP', 'Minor Procedures', 'Operation room', 'Treatment Room'] | ['Endo-Base', 'Hybrid OP', 'Quir menor', 'Operatio room', 'Minor Procedures'] | ['', 'Quir menor'] | MED
298 | 298 |  |  |  | Carro para platos | Plate Trolley | Chariot pour aisselle |  |  | EB | GF | ['Kitchen'] | ['Washing area'] | ['Pot / Dish Washing Area'] | MED
299 | 299 |  |  |  | Carro para soporte de accesorios de trauma | Trolley for equipment of trauma | Chariot pour accessoires de traumatologie |  |  | BI |  | ['Hybrid OP', 'Operation room'] | ['Hybrid OP', 'Operatio room'] | [''] | MED
300 | 300 |  |  |  | Carro para unidosis | Unidosis Cart | Chariot à piluliers 7 journaliers léger, |  |  | MC |  | ['Medicación'] | ['Medicación'] | [''] | MED
301 | 301 |  |  |  | Carro porta botellas, gas médico | Gas cilinder cart | Chariot pour une bouteille de gaz |  |  | EB | GE | ['ALMACEN'] | ['Storage / Staging, Medical Gas'] | [''] | MED
302 | 302 |  |  |  | Carro porta-equipos | Cart for equipment transport | Chariot pour l'équipement |  |  | MC |  | ['Rehabilitacion'] | ['ELECTROTHERAPY ROOM', 'URINARY INCONTINENCE TREATMENT'] | ['rehb'] | MED
303 | 303 |  |  |  | Carro portacestas alto | Trolley, tray transport, high | Chariots haut pour porter paniers |  |  | EB | GF | ['Kitchen'] | ['Emplatado'] | [''] | MED
304 | 304 |  |  |  | Carro racks 20 x 2/1 GN 80 mm | Trolley Tray Rack F. 20x2/1gn,80mm Pitch | Chariots, rack 20 x 2/1 GN 80 mm |  |  | EB | GF | ['Cafeteria'] | ['Cocina-Café'] | [''] | MED
305 | 305 |  |  |  | Carro seno móvil | Trolley, sinus movile | Chariot avec cuvette portable |  |  | EB | GF | ['Kitchen'] | ['Preparación Cook'] | ['Pre-Verduras'] | MED
306 | 306 |  |  |  | Carro soporte rollos y papel | Cart for paper support | Chariot et porte-rouleau de papier |  |  | EB | GF | ['CDSS'] | ['Empaquetar'] | [''] | MED
307 | 307 |  |  |  | Carro transporte varilla 2 estantes | Wire transport trolley | Chariot de transport de camions 2 plateaux |  |  | EB | GF | ['Almacen Steril'] | ['Almacen Steril'] | [''] | MED
308 | 308 |  |  |  | Carro transporte, 2 estantes | Transport trolley with 2 shelves. | Chariot de transport avec 2 tablettes. |  |  | MC |  | ['CDSS'] | ['Lavar-Mat'] | ['t'] | MED
309 | 309 |  |  |  | Carro-contenedor | Container trolley | Chariot-conteneur |  |  | EB | GF | ['LAVANDERIA'] | ['Distribution (Cart Storage Dispatch)'] | [''] | ST
310 | 310 |  |  |  | Carro, almacen general | Cart, General Storage, Mobile, 42H x 32W x 22D | Chariot, magasan général |  | MC1860 | MC |  | [] | [] | [] | ST
311 | 311 |  |  |  | Carro, Baño Maria | Bain-Marie Trolley-Open Type-1 Well-3 Gn | Bain-Marie Trolley-Open Type-1 bien 3 Gn |  |  | EB | GE | ['Kitchen'] | ['Tray Assembly Area'] | [''] | MED
312 | 312 |  |  |  | Carro, caliente - frio, 16 bandejas | Heated-Refriger.Trolley 16 Trays Haccp | Panier, chaud - froid, 16 plateaux |  |  | EB | GE | ['Kitchen'] | ['Tray Assembly Area'] | [''] | MED
313 | 313 |  |  |  | Carro, historias clínicas, 20 cap. | Holder, Chart, 20 Each | Chariot à dossier infirmiers type valenciennes |  | MS1440 | MC |  | ['Care-Neonato', 'Cashier', 'CENTRAL WORKSTATION', 'Recepcion'] | ['Base', '', 'Central Workstation', 'Recepcion'] | [''] | MED
314 | 314 |  |  |  | Carro, lenceria, 3 estantes | Trolley, clean linen exchange, 3 adjustable shelves, large | Chariot échange de linge propre, 3 étagères réglables, grande |  | TRO233 | MC |  | ['Oficio limpio'] | ['Oficio limpio'] | [''] | MED
315 | 315 |  |  |  | Carro, para bolsa lencería c/tapa | Hamper, Linen, Mobile, w/Lid | Chariot chambre |  | MS1760 | MC |  | ['Ante-Room', 'MORGUE', 'Prep/Recovery Room', 'RX Conv'] | ['Ante-Room', 'Body preparation room', 'Prep/Recovery Room', 'General Purpose Radiology Room'] | [''] | MED
316 | 316 |  |  |  | Carro, platos | Plate Trolley | Chariot assiettes |  |  | EB | GF | ['Cafeteria'] | ['Cocina-Café'] | [''] | MED
317 | 317 |  |  |  | Carro, ropa contaminada, anillo, acero inox. | Trolley, contaminated linen, single ring, stainless steel | Chariot de classement |  | TRO235 | MC |  | ['Oficio sucio'] | ['Oficio sucio'] | [''] | MED
318 | 318 |  |  |  | Carro, ropa sucia | Cart, Linen, Soiled | Cariot, vêtements, sale |  |  | MC |  | ['LAVANDERIA'] | ['Uniform exchange'] | [''] | MED
319 | 319 |  |  |  | Carro, suministro ropa | Cart, Supply, Linen | Caaroit, approvisionnement ligne |  |  | MC |  | ['LAVANDERIA', 'Oficio limpio'] | ['Distribution (Cart Storage Dispatch)', 'Linen Repair', 'Uniform exchange', 'Oficio limpio'] | [''] | ST
320 | 320 |  |  |  | Carro, suministro ropa | Cart, Supply, Linen | Caaroit, approvisionnement ligne |  | TRO231 | MC |  | ['LAVANDERIA', 'Oficio limpio'] | ['Distribution (Cart Storage Dispatch)', 'Linen Repair', 'Uniform exchange', 'Oficio limpio'] | [''] | ST
321 | 321 |  |  |  | Carro, suministro, pequeño | Cart, supply, small | Chariot, approvisionnement, petit |  |  | MC |  | ['CDSS'] | ['Lavar-Mat'] | ['t'] | ST
322 | 322 |  |  |  | Carro, transporte almacen | Transporter, Locker, Supply, 27W x 25D | Transporter, Casier, Approvisionnement, 27 W x 25 D |  | MC1815 | EB | GF | [] | [] | [] | ST
323 | 323 |  |  |  | Carro, transporte almacen | Transporter, Locker, Supply, 27W x 25D | Transporter, Casier, Approvisionnement, 27 W x 25 D |  |  | EB | GF | [] | [] | [] | ST
324 | 324 |  |  |  | Carro, transporte platos, 550 x 550 mm | Lowerator Trolley-Unheated, 550x550 basket | Panier, 550 x 550 mm |  |  | EB | GE | ['Kitchen'] | ['Tray Assembly Area'] | [''] | ST
325 | 325 |  |  |  | Carrode tranfer, Lavadora / desinfectadora | Washer/disinfector accessory, transfer cart | Laveuse / désinfecteur, accessoire transfert panier |  |  | MC |  | ['CDSS'] | ['Lavar-Mat'] | ['t'] | MED
326 | 326 |  |  |  | Cartelera de corcho | Cork billboard | Babillard de liège |  |  | EB | GF | ['Minor Procedures', 'Treatment Room'] | ['Consultorio-Enf', 'Minor Procedures'] | ['', 'Consultorio-Enf'] | ST
327 | 327 |  |  |  | Cartucho desechable p/ desmineralizador | Cartridge, desmineralizer | Cartouche jetable p / déminéralisation |  |  | BI |  | ['CDSS'] | ['Esterilizar-Low Tª'] | [''] | MED
328 | 328 |  |  |  | Caverna | Sound cave | Sonore grotte |  |  | EB | GF | ['Play Area'] | ['Play Area'] | [''] | ST
329 | 329 |  |  |  | Celda almacen jeringas cargadas | Cell warehouse filled syringes | Cellule de stockage pour seringues remplis |  |  | UE | MC-R | ['IV inyection PET'] | [''] | [''] | MED
330 | 330 |  |  |  | Celda almacen provisional residuos radioac biológicos | Cell biological radioactive waste interim storage | Cellule pour magasan provisoire de déchets radioactifs biologique |  |  | UE | MC-R | ['IV inyection PET'] | [''] | [''] | MED
331 | 331 |  |  |  | Celda de almacenamiento de radioisótopos | Radioisotopes storage cell | Cellule de magasan de radio-isotopes |  |  | UE | MC-R | ['Hot Lab'] | [''] | [''] | MED
332 | 332 |  |  |  | Central de monitorización 12 pacientes | Central monitoring 12 patients | Surveillance centrale de 12 patients |  |  | BI |  | ['CENTRAL ENFERMERIA', 'CENTRAL WORKSTATION'] | ['CENTRAL ENFERMERIA'] | [''] | MED
333 | 333 |  |  |  | Central de monitorización 8 pacientes | Monitor, Physiological, Central, 8 Bed, Color | Surveillance, physiologique, centrale, 8 Chambre, Couleur |  | MS2855 | BI |  | ['Care-Neonato', 'CENTRAL WORKSTATION'] | ['Base', 'Central Workstation'] | [''] | MED
334 | 334 |  |  |  | Central dosificadora de detergentes 4 bombas | Detergent, dosing system, 4 pump | Dosage centrale détergent, 4 pompes |  |  | EB | GE | ['CDSS'] | ['Lavar-Mat'] | ['b', 't'] | MED
335 | 335 |  |  |  | Centrífuga para capacitancia espermatozoides | Centrifugue, sperm | Centrifuger sperme capacité |  |  | BI |  | ['LAB'] | ['GENETIC (& REPRODUCTIVE MEDICINE)'] | [''] | MED
336 | 336 |  |  |  | Centrífuga, refrigerada, suelo | Centrifuge, Refrigerated, Floor Model | Centrifugeuse réfrigérée, sol |  | LB1420 | BI |  | ['Blood Bank', 'LAB'] | ['(Transfusion Service)', 'Bioquímica + Hemato', 'GENETIC (& REPRODUCTIVE MEDICINE)', 'MOLECULA BIOLOGY LABORATORY', 'SEROLOGY'] | [''] | MED
337 | 337 |  |  |  | Centrífuga, refrigerada, suelo | Centrifuge, Refrigerated, Floor Model | Centrifugeuse réfrigérée, sol |  |  | BI |  | ['Blood Bank', 'LAB'] | ['(Transfusion Service)', 'Bioquímica + Hemato', 'GENETIC (& REPRODUCTIVE MEDICINE)', 'MOLECULA BIOLOGY LABORATORY', 'SEROLOGY'] | [''] | MED
338 | 338 |  |  |  | Centrífuga, sobremesa II | Centrifuge, Tabletop II | Centrifugeuse, table II |  |  | BI |  | ['LAB'] | ['Preanalitica', 'Uroanalis'] | ['Manual', ''] | MED
339 | 339 |  |  |  | Centrífugas, microhematocrito | Centrifuge, Microhematocrit | Centrifugeuse hématocrite |  | LB1395 | BI |  | ['Blood Bank'] | ['(Transfusion Service)'] | [''] | MED
340 | 340 |  |  |  | Centrigufa, sobremesa I | Centrifuge, Tabletop I | Centrifugeuse, table I |  | LB1410 | BI |  | ['Blood Bank', 'LAB'] | ['(Transfusion Service)', 'Preanalitica'] | ['', 'Manual'] | MED
341 | 341 |  |  |  | Centro de diagnostico mural | Diagnostic Center mural | Centre de diagnostic muraux |  |  | BI |  | ['CONSULTA GENERAL'] | ['CONSULTA GENERAL', 'CONSULTA GINECOBS', 'CONSULTA NICU', 'CONSULTA PEDIATRI'] | [''] | MED
342 | 342 |  |  |  | Centro de inclusión | Embedding center | Centre d'inclusion |  |  | BI |  | ['Histo-Pato'] | ['histo'] | [''] | MED
343 | 343 |  |  |  | Centro de inclusión modular | Embedding center, modular | Centre d'inclusion, modulaire |  |  | BI |  | ['Histo-Pato'] | ['histo'] | [''] | MED
344 | 344 |  |  |  | Cesta carga apilable s1000, 58x29x14 cm | Basket, load stakable 580x290x140 mm | Panier charge de gerbage s1000, 58x29x28 cm |  |  | EB | GF | ['Almacen Steril'] | ['Almacen Steril'] | [''] | ST
345 | 345 |  |  |  | Cesta carga apilable s1000, 58x29x28 cm | Basket, load stakable 580x290x280 mm | Panier charge de gerbage s1000, 58x29x28 cm |  |  | EB | GF | ['Almacen Steril'] | ['Almacen Steril'] | [''] | ST
346 | 346 |  |  |  | Cesta de carga 44x30x14 cm | Basket, 44x30x14 cm | Panier chargement 44x30x14 cm |  |  | BI |  | ['CDSS'] | ['Insumo esterilización'] | [''] | ST
347 | 347 |  |  |  | Cesta de carga 44x30x20 cm | Basket, 44x30x20 cm | Panier chargement 44x30x20cm |  |  | BI |  | ['CDSS'] | ['Insumo esterilización'] | [''] | ST
348 | 348 |  |  |  | Cesta portacepillos quirúrgicos | Surgical brushes basket | Panier chirurgicales de tissu brosses |  |  | MC |  | ['Lav-Quir'] | ['Gowning and Scrub up'] | [''] | MED
349 | 349 |  |  |  | Cestas de carga para esterilizadores | Basket, sterilizer load | Panier, stérilisateur charge |  |  | BI |  | ['CDSS'] | ['Empaquetar', 'Lavar-Mat'] | ['', 't'] | MED
350 | 350 |  |  |  | Cestillos de lavado DIN 1/1 | Basket, washing DIN 1/1 | Panier, lave-DIN 1/1 |  |  | EB | GE | ['CDSS'] | ['Lavar-Mat'] | ['b'] | MED
351 | 351 |  |  |  | Cestos auxiliares altos | Basket, auxiliar, high | Paniers auxiliaires haut |  |  | EB | GF | ['Kitchen'] | ['Emplatado'] | [''] | MED
352 | 352 |  |  |  | Cicloergómetro con SpO2 | Cycle ergometer with Sp02 | Ergomètre a/ SpO2 |  |  | BI |  | ['Gabinete'] | ['Cardio'] | [''] | MED
353 | 353 |  |  |  | Cilindro de O2 | Oxygen Cylinder | Bouteille d'oxygène |  | MS3424 | EB | GE | ['ALMACEN'] | ['Storage / Staging, Medical Gas'] | [''] | MED
354 | 354 |  |  |  | Cinta de emplatado | Conveyor, tray | Plasse-plate |  |  | EB | GE | ['Kitchen'] | ['Emplatado'] | [''] | ST
355 | 355 |  |  |  | Cinta de emplatado, 6 m | Tray Make-Up Conveyor-Cord Type 6 Mt | Bande pour le préparation du plateaux, 6 m |  |  | EB | GE | ['Kitchen'] | ['Tray Assembly Area'] | [''] | ST
356 | 356 |  |  |  | Cinta de emplatado, 8 m | Tray Make-Up Conveyor-Cord Type 8 Mt | Bande pour le préparation du plateaux, 6 m |  |  | EB | GE | ['Kitchen'] | ['Tray Assembly Area'] | [''] | ST
357 | 357 |  |  |  | Cinta ergométrica | Treadmill ergometer | Tapis roulant |  |  | BI |  | ['Gabinete'] | ['Cardio'] | [''] | ST
358 | 358 |  |  |  | Cinta o cicloergómetro | Ergometer or treadmill | Film ou à vélo ergomètre |  |  | BI |  | ['Rehabilitacion'] | ['CARDIAC REHABILITATION'] | ['rehb'] | ST
359 | 359 |  |  |  | Cistouretrofibroscopio | Cyst-Uro fibescope | Cistouretrofibroscopio |  |  | BI |  | ['Minor Procedures'] | ['Consultorio-Enf'] | [''] | MED
360 | 360 |  |  |  | Citocentrífuga | Citocentrifugue | Cytocentrifugeuse |  |  | BI |  | ['Histo-Pato'] | ['cito', 'histo'] | [''] | MED
361 | 361 |  |  |  | Citómetro de flujo para la revisión automatizada de los sedimentos | Urine fluorescence flow cytometer | Cytomètre en flux fluorescence d'urine |  |  | BI |  | ['LAB'] | ['Core Lab'] | ['QUICK RESPONSE AREA', 'Orina'] | MED
362 | 362 |  |  |  | Citoscopio rígido | Cystoscope, rigid | Cystoscope rigide |  |  | BI |  | ['Minor Procedures'] | ['Consultorio-Enf'] | [''] | MED
363 | 363 |  |  |  | Coche para distribución de muestras | Trolley, samples | Voiture pour la distribution échantillon |  |  | MC |  | ['Histo-Pato'] | ['histo'] | [''] | MED
364 | 364 |  |  |  | Cocina a gas 4 quemadores |  | Cuisine à un gaz avec 4 brûleurs |  |  | EB | GE | [] | [] | [] | ST
365 | 365 |  |  |  | Cocina, gas con horno | Gas cooking unit with oven | Cuisine, cuisinière à gaz avec four |  |  | EB | GE | ['Cafeteria'] | ['café-SERV'] | [''] | ST
366 | 366 |  |  |  | Colcha, cama | Bed scarf | Écharpe de lit |  | AC-02 | EB | GF | ['Guest Room'] | ['Guest Room'] | [''] | ST
367 | 367 |  |  |  | Colchón antiescaras | Mattress ulcer prevention surface | Matelas de décubitus |  |  | MC |  | ['BOX UCI ADULTOS', 'BOX UCI PEDIATRICA'] | ['BOX UCI ADULTOS', 'BOX UCI PEDIATRICA'] | [''] | ST
368 | 368 |  |  |  | Colchón básico | Mattress | Matelas |  |  | EB | GF | ['Dormitorio Acompañante', 'DORMITORIO MEDICO'] | ['Dormitorio Acompañante', 'DORMITORIO MEDICO'] | [''] | ST
369 | 369 |  |  |  | Colchón convencional | King bedding | Mtelas d'hérbergement HR |  | AC-04 | EB | GF | ['Guest Room'] | ['Guest Room'] | [''] | ST
370 | 370 |  |  |  | Colchón hospitalario | Hospital mattress | Matelas pour lit médicalisé |  |  | MC |  | ['DOUBLE INPATIENT RM', 'INPATIENT RM', 'PRESIDENTIAL INPATIENT ROOM', 'INPATIENT ISO RM', 'Observación', 'Prep/Recovery Room', 'SLEEP LAB'] | ['DOUBLE INPATIENT RM', 'INPATIENT RM', 'PEDS INPATIENT RM', 'PRESIDENTIAL INPATIENT ROOM', 'INPATIENT ISO RM', 'OBS DOUBLE INPATIENT RM', 'OBS INPATIENT RM', 'Habitación'] | [''] | MED
371 | 371 |  |  |  | Colchón hospitalario especial bariátrico | Hospital mattress, bariatric | Matela bariatrique |  |  | MC |  | ['INPATIENT RM'] | ['BARIATRIC INPATIENT ROOM'] | [''] | MED
372 | 372 |  |  |  | Colchoneta para ejercicios | Pad, exercice | Exercices de Mat |  |  | BI |  | ['Rehabilitacion'] | ['MECANOTHERAPY', 'Terapeuta Fisio'] | ['rehb'] | ST
373 | 373 |  |  |  | Colectro polvo, mural | Collector, Dust, Freestanding | Collectionneur, poussière, Free Standing |  |  | EB | GE | ['Taller'] | ['Taller', ''] | [''] | ST
374 | 374 |  |  |  | Colposcopio | Colposcope | Colposcope |  |  | BI |  | ['CONSULTA GENERAL', 'Gabinete'] | ['CONSULTA GINECOBS', 'Gine & Obst'] | [''] | MED
375 | 375 |  |  |  | Colposcopio LED | Colposcope LED | Colposcope, LED |  |  | BI |  | ['CONSULTA GENERAL', 'Gabinete'] | ['CONSULTA GINECOBS', 'Gine & Obst'] | [''] | MED
376 | 376 |  |  |  | Columna o cabecero UCI | Column or headboard UCI | Tête / colonne de l'UCI |  |  | MC |  | ['BOX NICU', 'BOX UCI ADULTOS', 'BOX UCI PEDIATRICA'] | ['BOX DOBLE NICU', 'BOX NEO INTERMEDIO', 'BOX NICU', 'BOX TRIPLE NICU', 'BOX UCI ADULTOS', 'BOX UCI PEDIATRICA'] | [''] | MED
377 | 377 |  |  |  | Columna techo para anestesia y para cirugía (I) | Column ceiling for anesthesia and surgery (I) | Plafond de la colonne pour l'anesthésie et de la chirurgie (I) |  |  | MC |  | ['Hybrid OP', 'Operation room'] | ['Hybrid OP', 'Operatio room'] | [''] | MED
378 | 378 |  |  |  | Columna techo para anestesia y para cirugía (II) | Column ceiling for anesthesia and surgery (II) | Plafond de la colonne pour l'anesthésie et de la chirurgie (II) |  |  | BI |  | ['Hybrid OP', 'Operation room'] | ['Hybrid OP', 'Operatio room'] | [''] | MED
379 | 379 |  |  |  | Columna techo para anestesia, para cirugía y para endoscopia | Column ceiling for anesthesia, surgery and endoscopy | Colonne de plafond pour l'anesthésie et chirurgie endoscopique |  |  | BI |  | ['Hybrid OP', 'Operation room'] | ['Hybrid OP', 'Operatio room'] | [''] | MED
380 | 380 |  |  |  | Cómoda | Chest, bedside | Commode |  | TB-03 | EB | GF | ['Guest Room', 'LIVING RM / MAJILIS'] | ['Guest Room', 'LIVING RM / MAJILIS'] | [''] | ST
381 | 381 |  |  |  | Compactador, contenedor | Compactor container | Compacteur, conteneur |  |  | UE |  | ['Basuras', 'ENVIRONMENTAL SERVICE'] | ['Basura Hall', 'Holding area'] | [''] | ST
382 | 382 |  |  |  | Compactador, contenedor, vertical | Compactor container, vertical | Compactor, récipient, verticale |  |  | UE |  | ['Basuras', 'ENVIRONMENTAL SERVICE'] | ['Basura Hall'] | [''] | ST
383 | 383 |  |  |  | Compresero montado en pared | Surface mounted sanitary napkin disposal unit |  |  | BAÑO INDIVIDUAL FEMENINO | EB |  | [] | [] | [] | ST
384 | 384 |  |  |  | Compresor a pistón seco, 1.5 kW. Con caja de insonorización | Air Compressor w/ soundproof box | Compresseur d'air a / caisson insonorisé |  |  | BI |  | ['CONSULTA GENERAL', 'Gabinete'] | ['CONSULTA MAXILO', 'Und. Dental'] | [''] | ST
385 | 385 |  |  |  | Compresor de aire insonorizado. | Air Compressor soundproof | Compresseur d'air insonorisé |  |  | EB | GE | ['CDSS'] | ['Base', 'Esterilizar'] | [''] | ST
386 | 386 |  |  |  | Condensador de vapor | Steam condenser | Condenseur de vapeur |  |  | BI |  | ['CDSS'] | ['Lavar-Mat'] | ['b'] | ST
387 | 387 |  |  |  | Conectividad AV para el panel de la pantalla, Interface AV | AV Connectivity to the Display Panel from AV Interface Popup plate | AV Connectivité pour le panneau d'affichage de l'interface AV plaque de Popup |  |  | EB | GF | ['Meeting Room'] | ['Basic Meeting Room'] | [''] | ST
388 | 388 |  |  |  | Conexión con inyectores de los accesorios de carga (por conexión) | Connection injectors charging accessories (per connection) | Connexion à injecteurs accessoires de chargement (raccordement) |  |  | BI |  | ['CDSS'] | ['Lavar Carros'] | [''] | MED
389 | 389 |  |  |  | Congelador ultrarápido de plasma (-80ºC) | Ultrafast plasma Freezer (-80ºC) | Congélateur Ultrarapide plasma (-80 ° C) |  |  | BI |  | ['Blood Bank', 'Frío'] | ['(Transfusion Service)', '', 'Frío'] | [''] | MED
390 | 390 |  |  |  | Congelador vertical, - 40 ºC | Upright Freezer, - 40 ºC | Congelateur vertical, -40ºC |  |  | BI |  | ['Blood Bank', 'Frío'] | ['(Transfusion Service)', 'Frío'] | [''] | MED
391 | 391 |  |  |  | Congelador vertical, Lab. -85ºC | Freezer, Biological,‐85, Upright | Congélateur vertical -85 º C laboratoire |  |  | BI |  | ['Blood Bank', 'Farmacia', 'Frío', 'LAB'] | ['Bioquímica + Hemato', 'Farmacocinética', 'Farmacotecnia', 'Preparación soluciones', 'Frío', 'GENETIC (& REPRODUCTIVE MEDICINE)', 'MOLECULA BIOLOGY LABORATORY', 'SEROLOGY'] | [''] | MED
392 | 392 |  |  |  | Conjunto de montantes y dinteles | Set of uprights and lintels | Ensemble de montants et linteaux |  |  | BI |  | ['CDSS'] | ['Base', 'Esterilizar'] | [''] | MED
393 | 393 |  |  |  | Conjunto de montantes y dinteles zona descarga | Set of uprights and lintels download area | Ensemble de montants et linteaux (zone décharge) |  |  | BI |  | ['CDSS'] | ['Esterilizar-Low Tª'] | [''] | MED
394 | 394 |  |  |  | Conjunto mobiliario laboratorio anatomía | Furniture, anotomy Lab | Ensemble de meubles laboratoire d'anatomie |  |  | UE |  | ['Histo-Pato'] | ['cito', 'histo'] | [''] | MED
395 | 395 |  |  |  | Conjunto mural otoscopio-oftalmoscopio | Otoscope-ophthalmoscope wall unit | Otoscope-ophtalmoscope unité murale |  |  | BI |  | ['Choque'] | ['Choque'] | [''] | MED
396 | 396 |  |  |  | Consola de monitorización ECG 8 canales | ECG system, 8 channels | Console de surveillance ECG 8 canaux |  |  | BI |  | ['Rehabilitacion'] | ['CARDIAC REHABILITATION'] | ['rehb'] | MED
397 | 397 |  |  |  | Consola, RIS/PACS, 2 MP 1 monitores | Console, RIS/PACS, Remote View, High Resolution, 1 Monitor | Console, RIS / PACS, 2PM 1 moniteurs |  |  | BI |  | ['PACS', 'Telemedicina'] | ['PACS', 'Telemedicina'] | ['', 'PACS'] | MED
398 | 398 |  |  |  | Consola, RIS/PACS, 2 MP 2 monitores | Console, RIS/PACS, Remote View, High Resolution, 2 Monitors | Console, RIS / PACS, 2MP 2 moniteurs |  |  | BI |  | ['PACS', 'Telemedicina'] | ['PACS', 'Telemedicina'] | ['', 'PACS'] | MED
399 | 399 |  |  |  | Consola, RIS/PACS, 2 MP 4 monitores | Console, RIS/PACS, Remote View, High Resolution, 4 Monitors | Console, RIS / PACS, 2MP 4 moniteurs |  |  | BI |  | ['PACS', 'Telemedicina'] | ['PACS', 'Telemedicina'] | ['', 'PACS'] | MED
400 | 400 |  |  |  | Contador de colonias | Colony Counter | Compteur de colonies |  |  | BI |  | ['LAB'] | ['Microbiology'] | [''] | MED
401 | 401 |  |  |  | Contador hematológico | Hematologic counter | Analyseur d’hématologie |  |  | X COMDTO |  | ['Blood Bank', 'LAB'] | ['Bioquímica + Hemato', 'Core Lab'] | ['', 'QUICK RESPONSE AREA'] | MED
402 | 402 |  |  |  | Contenedor basura | Waste receptacle | Conteneur ordures |  |  | EB | GF | ['CDSS'] | ['Lavar-Mat'] | ['t'] | ST
403 | 403 |  |  |  | Contenedor basura desechable c/ guantes | Waste Disposal Unit, Sharps w/Glove Dispenser | Conteneurs à ordures gants jetables |  | HOL020 | MC |  | ['Alimentación', 'Ante-Room', 'Blood Bank', 'Blood Gas', 'BREAKOUT AREA', 'Care-Neonato', 'CENTRAL WORKSTATION', 'Holding Bay', 'INPATIENT RM', 'DOUBLE INPATIENT RM', 'PRESIDENTIAL INPATIENT ROOM', 'INPATIENT ISO RM', 'LAB', 'MORGUE', 'Prep/Recovery Room', 'RX Conv', 'SLEEP LAB', 'SUB-STERIL RM', 'Treatment Room'] | ['Nourishment', 'Ante-Room', 'Bioquímica + Hemato', '', 'BREAKOUT AREA', 'Base', 'Central Workstation', 'Holding Bay', 'BARIATRIC INPATIENT ROOM', 'DOUBLE INPATIENT RM', 'INPATIENT RM', 'PEDS INPATIENT RM', 'PRESIDENTIAL INPATIENT ROOM', 'INPATIENT ISO RM', 'OBS DOUBLE INPATIENT RM', 'OBS INPATIENT RM', 'GENETIC (& REPRODUCTIVE MEDICINE)', 'MOLECULA BIOLOGY LABORATORY', 'SEROLOGY', 'Body preparation room', 'Prep/Recovery Room', 'General Purpose Radiology Room', 'Ante Room', 'Treatment Room'] | [''] | ST
404 | 404 |  |  |  | Contenedor basura reciclable | Recicling waste container | Conteneur de déchets recyclables |  |  | EB | GF | ['Basuras', 'ENVIRONMENTAL SERVICE'] | ['Basura Hall'] | [''] | ST
405 | 405 |  |  |  | Contenedor basura, soporte bolsa | Holder, sack, small, freestanding | Support de sac , poubelle conteneur |  | HOL003 | EB | GF | ['INPATIENT RM'] | ['INPATIENT RM'] | [''] | ST
406 | 406 |  |  |  | Contenedor basura, soporte bolsa, con tapa a pedal | Holder, sack, medium, freestanding w/foot operated lid | Poubelles inox avec pédale et seau amovible |  | HOL006 | EB | GF | ['Oficio limpio', 'Oficio sucio'] | ['Oficio limpio', 'Oficio sucio'] | [''] | ST
407 | 407 |  |  |  | Contenedor de basura, 160 L | Can, Trash, 44 Gallon | Conteneur de déchets, 160 L |  | FF1625 | EB | GF | ['Alimentación', 'BREAKOUT AREA', 'MORGUE'] | ['Nourishment', 'BREAKOUT AREA', 'Body preparation room'] | [''] | ST
408 | 408 |  |  |  | Contenedor de basura, plástico, 120 l | Bin, plactic 120 L | Conteneur, plastique 120 L |  |  | EB | GF | ['Alimentación', 'Basuras', 'ENVIRONMENTAL SERVICE', 'Taller'] | ['Nourishment', 'Basura Hall', 'Taller', ''] | [''] | ST
409 | 409 |  |  |  | Contenedor de basura, plástico, 800 l | Bin, plactic 800 L | Poubelle, plastique, 800 L |  |  | EB | GF | ['Basuras', 'ENVIRONMENTAL SERVICE', 'Taller'] | ['Basura Hall', 'Taller', ''] | [''] | ST
410 | 410 |  |  |  | Contenedor de N2 líquido, 30 L | Container, N2 Liquid | Conteneur N2 liquide, 30 L |  |  | EB | GE | ['Histo-Pato'] | ['cito', 'histo'] | [''] | ST
411 | 411 |  |  |  | Contenedor desechos, mural | Waste Disposal Unit, Sharps | Conteneur à déchets, muraux |  | AR1385 | MC |  | ['Blood Bank', 'LAB'] | ['(Transfusion Service)', 'Bioquímica + Hemato', 'GENETIC (& REPRODUCTIVE MEDICINE)', 'MOLECULA BIOLOGY LABORATORY', 'SEROLOGY'] | [''] | ST
412 | 412 |  |  |  | Contenedor desechos, mural | Waste Disposal Unit, Sharps | Conteneur à déchets, muraux |  |  | MC |  | ['Blood Bank', 'LAB'] | ['(Transfusion Service)', 'Bioquímica + Hemato', 'GENETIC (& REPRODUCTIVE MEDICINE)', 'MOLECULA BIOLOGY LABORATORY', 'SEROLOGY'] | [''] | ST
413 | 413 |  |  |  | Contenedor en acero inox, 100 L | Bin, stainless steel, 100 L | Conteneur, acier inoxydable, 100 L |  |  | EB | GF | ['Extracción', 'SUB-STERIL RM'] | ['SAMPLE TAKING', 'Decontamination Area'] | [''] | ST
414 | 414 |  |  |  | Contenedor General basuras | General Waste container | Collecteurs de déchets grande capacité |  |  | EB | GF | ['Basuras', 'ENVIRONMENTAL SERVICE'] | ['Basura Hall', 'Holding area'] | [''] | ST
415 | 415 |  |  |  | Contenedor para desechos | Waste bin | Conteneur |  |  | EB | GF | ['CDSS', 'Extracción', 'IV inyection PET'] | ['Lavar-Mat', 'SAMPLE TAKING', ''] | ['b', ''] | ST
416 | 416 |  |  |  | Contenedor, residuos, acero inox., a pedal, 30 L | Waste Receptacle, SS, Step-On, 30 L | Conteneur, les déchets, l'acier inoxydable., Pédale, 30 L |  |  | EB | GF | ['Basuras', 'ENVIRONMENTAL SERVICE'] | ['Hand wash', 'Basura Hall'] | [''] | ST
417 | 417 |  |  |  | Contenedor, residuos, acero inox., a pedal, 45 L | Waste Receptacle, SS, Step-On, 45 L | Conteneur, les déchets, l'acier inoxydable., Pédale, 45 L |  |  | EB | GF | ['Basuras', 'Bed Washer', 'ENVIRONMENTAL SERVICE', 'SUB-STERIL RM'] | ['Eye wash', 'Bed Washer', 'Basura Hall', 'Ante Room'] | [''] | ST
418 | 418 |  |  |  | Contenedor, residuos, acero inox., a pedal, 90 L | Waste Receptacle, SS, Step-On, 90 L | Container, les déchets, l'acier inoxydable., Pédale, 90 L |  |  | EB | GF | ['Basuras', 'ENVIRONMENTAL SERVICE', 'LAVANDERIA', 'SUB-STERIL RM'] | ['EM Shower Areas', 'Basura Hall', 'Distribution (Cart Storage Dispatch)', 'Dispatch area'] | [''] | ST
419 | 419 |  |  |  | Contenedor, residuos, biocontaminados | BIOHAZARD Receptacles and Red Bag | Conteneur, Déchets Conteneur biocontaminated |  | BIN021 | EB | GF | ['Oficio sucio'] | ['Oficio sucio'] | [''] | MED
420 | 420 |  |  |  | Control Audio | Control Systems | Systèmes audio, controle |  |  | EB | GF | ['AUDITORIUM VESTIBULE'] | ['AUDITORIUM'] | [''] | ST
421 | 421 |  |  |  | Control táctil, WIFI | Wireless touch control | Contrôle tactile |  |  | EB | GF | ['AUDITORIUM VESTIBULE'] | ['AUDITORIUM'] | [''] | ST
422 | 422 |  |  |  | Conveyor, distribuidor | Distriburion conveyor | Convoyeur, distributeur |  |  | EB | GE | ['LAVANDERIA'] | ['Sorting & washing'] | [''] | ST
423 | 423 |  |  |  | Conveyor, Lavadora / desinfectadora | Washer/disinfector accessory, non-powered conveyor | Laver / désinfection accessoire transport non motorisés |  |  | BI |  | ['CDSS'] | ['Lavar-Mat'] | ['t'] | MED
424 | 424 |  |  |  | Cortador vegerales | Veg.Slicer-Flat Panel-2 Sp.380-415/3/50 | Veg.Slicer-plat-2 Sp.380-415/3/50 |  |  | EB | GE | ['Cafeteria'] | ['Cocina-Café'] | [''] | ST
425 | 425 |  |  |  | Cortadora de fiambre | Gravity Slicer, gravity, 250 mm | Trancheur professionnel |  |  | EB | GE | ['Cafeteria', 'Kitchen'] | ['Cocina-Café', 'Preparación Cook'] | ['', 'Pre-frío'] | ST
426 | 426 |  |  |  | Cortadora de hortalizas | Cutter, vegetables | trancheuse de légumes |  |  | EB | GE | ['Kitchen'] | ['Preparación Cook'] | ['Pre-Verduras'] | ST
427 | 427 |  |  |  | Cortina, bando | Drapery panel | Panneau de draperie |  | DRP-06 | EB | GF | ['Guest Room'] | ['Guest Room'] | [''] | ST
428 | 428 |  |  |  | Cortina, completa | Sheer drapery w/ rod | Rideau, complète |  | DRP-05 | EB | GF | ['Guest Room'] | ['Guest Room'] | [''] | ST
429 | 429 |  |  |  | Cortinas, par c/barra y acc. Oscurecimiento | Drapes, Pair, includes Track and Accessories | Rideaux avec bar. Assombrissement |  | AR1605 | EB | GF | ['Aula', 'DESPACHO INDIVIDUAL', 'Guest Room', 'INPATIENT RM', 'DOUBLE INPATIENT RM', 'PRESIDENTIAL INPATIENT ROOM', 'INPATIENT ISO RM', 'LAVANDERIA', 'LIVING RM / MAJILIS', 'MORGUE', 'Open Office Area', 'Rehabilitacion', 'Security Office', 'SLEEP LAB'] | ['DESPACHO INDIVIDUAL', 'Guest Room', 'BARIATRIC INPATIENT ROOM', 'DOUBLE INPATIENT RM', 'INPATIENT RM', 'PEDS INPATIENT RM', 'PRESIDENTIAL INPATIENT ROOM', 'INPATIENT ISO RM', 'OBS DOUBLE INPATIENT RM', 'OBS INPATIENT RM', 'Office Unit Head, Laundry', 'LIVING RM / MAJILIS', 'Body Viewing room', 'Open Office Area', 'Lenguage', 'Security Office'] | [''] | ST
430 | 430 |  |  |  | Counter, frio, 290 L, 2 puertas | Refriger.Counter 290 Lt,2 Doors,Upstand | Refriger.Counter 290 Lt, 2 portes, dosseret |  |  | EB | GE | ['Cafeteria'] | ['Cocina-Café'] | [''] | ST
431 | 431 |  |  |  | CPAP nasal para neonatos | Nasal CPAP for neonates | CPAP nasale pour les nouveau-nés |  |  | BI |  | ['BOX NICU'] | ['BOX DOBLE NICU', 'BOX NEO INTERMEDIO', 'BOX NICU', 'BOX TRIPLE NICU'] | [''] | MED
432 | 432 |  |  |  | Credenza | Credenza | Bahut |  |  | EB | GF | ['CEO OFFICE', 'DIRECTOR / CHIEF OFFICE'] | ['CEO OFFICE', 'DIRECTOR / CHIEF OFFICE'] | [''] | ST
433 | 433 |  |  |  | Criocoagulador para dermatología | Cryojet for dermatology | Cryojet pour la dermatologie |  |  | BI |  | ['Gabinete'] | ['Derma'] | [''] | MED
434 | 434 |  |  |  | Criostato altas prestaciones | Criostate, H | Cryostat à haute performance |  |  | BI |  | ['Histo-Pato'] | ['cito', 'histo'] | [''] | MED
435 | 435 |  |  |  | Criostato estándar | Cryostate, standard | Cryostate, standard |  |  | BI |  | ['Histo-Pato'] | ['cito', 'histo'] | [''] | MED
436 | 436 |  |  |  | Cuadro decorativo | Artwork, Decorative, With Frame | Encadrée art |  | AR1550 | EB | GF | ['AUDITORIUM VESTIBULE', 'Aula', 'CEO OFFICE', 'CEO RECEPTION', 'CORREDOR', 'DESPACHO INDIVIDUAL', 'DIRECTOR / CHIEF OFFICE', 'INPATIENT RM', 'DOUBLE INPATIENT RM', 'PRESIDENTIAL INPATIENT ROOM', 'INPATIENT ISO RM', 'LAVANDERIA', 'Lobby', 'Meeting Room', 'MORGUE', 'Open Office Area', 'PRE-FUNCTION', 'Rehabilitacion', 'Security Office', 'SLEEP LAB', 'VESTIBULE', 'Waiting'] | ['AUDITORIUM VESTIBULE', 'DESPACHO INDIVIDUAL', 'CEO OFFICE', 'CEO RECEPTION', 'CORREDOR', 'DIRECTOR / CHIEF OFFICE', 'BARIATRIC INPATIENT ROOM', 'DOUBLE INPATIENT RM', 'INPATIENT RM', 'PEDS INPATIENT RM', 'PRESIDENTIAL INPATIENT ROOM', 'INPATIENT ISO RM', 'OBS DOUBLE INPATIENT RM', 'OBS INPATIENT RM', 'Office Unit Head, Laundry', 'Lobby', 'Basic Meeting Room', 'Body Viewing room', 'Open Office Area', 'PRE-FUNCTION', 'Lenguage', 'Security Office', 'VESTIBULE', 'Waiting'] | ['', 'Distribución del equipamiento por cada 20 metros de corredor', 'Un elemento por cada 5 metros de vestíbulo'] | ST
437 | 437 |  |  |  | Cubo inductrial, fregasuelos | Bucket, Mop, With Wringer, 26 Quart | Industriel poussière, vadrouille |  | FF1350 | EB | GE | ['ENVIRONMENTAL SERVICE'] | ['Housekeeping'] | [''] | ST
438 | 438 |  |  |  | Cuna de calor radiante con resucitador | Infant warmer, base | Berceau de la chaleur rayonnante a/ réanimateur |  |  | BI |  | ['BOX NICU', 'Care-Neonato', 'UTPR', 'UTPR DOBLE'] | ['BOX DOBLE NICU', 'BOX NEO INTERMEDIO', 'BOX NICU', 'BOX TRIPLE NICU', 'Cuidaos del recién nacido', 'UTPR', 'UTPR DOBLE'] | [''] | MED
439 | 439 |  |  |  | Cuna de calor radiante UCI | Infant warmer, ICU | Berceau de la chaleur rayonnante, USI |  |  | BI |  | ['BOX NICU'] | ['BOX DOBLE NICU', 'BOX NEO INTERMEDIO', 'BOX NICU', 'BOX TRIPLE NICU'] | [''] | MED
440 | 440 |  |  |  | Cuna para recién nacidos | Newborn Crib | Berceau nouveau-né |  |  | MC |  | ['Care-Neonato', 'INPATIENT RM', 'SLEEP LAB'] | ['Cuidaos del recién nacido', 'PEDS INPATIENT RM', 'OBS DOUBLE INPATIENT RM', 'OBS INPATIENT RM'] | [''] | MED
441 | 441 |  |  |  | Cuna para recién nacidos, II | Infant Trolley / bed | Berceau nouveau-né II |  |  | MC |  | ['UTPR', 'UTPR DOBLE'] | ['UTPR', 'UTPR DOBLE'] | [''] | MED
442 | 442 |  |  |  | Delantal de plomo | Lead apron | Tablier de plomb |  |  | BI |  | ['CATHLAB', 'CONSULTA GENERAL', 'Gabinete', 'Mamo', 'RX', 'RX Conv', 'TAC', 'Telemando'] | ['CathLab', 'CONSULTA MAXILO', 'Und. Dental', 'Mamo', 'Ortho', 'RX Conv', 'TAC', 'Telemando'] | ['rx', '', 'RX Conv', 'TAC', 'Remote Control RX'] | MED
443 | 443 |  |  |  | Delantal de plomo | Lead apron | Tablier de plomb |  | rx | BI |  | ['CATHLAB', 'CONSULTA GENERAL', 'Gabinete', 'Mamo', 'RX', 'RX Conv', 'TAC', 'Telemando'] | ['CathLab', 'CONSULTA MAXILO', 'Und. Dental', 'Mamo', 'Ortho', 'RX Conv', 'TAC', 'Telemando'] | ['rx', '', 'RX Conv', 'TAC', 'Remote Control RX'] | MED
444 | 444 |  |  |  | Densitómetro de cuerpo entero | Densitometer, body | Densitomètre, corps |  |  | BI |  | ['DENSITÓMETRO'] | [''] | [''] | MED
445 | 445 |  |  |  | Dermatoscopio | Dermatoscope | Dermatoscope |  |  | BI |  | ['Gabinete'] | ['Derma'] | [''] | MED
446 | 446 |  |  |  | Desblistador | Desblister | Desblister |  |  | BI |  | ['Farmacia'] | ['Preparación soluciones'] | [''] | MED
447 | 447 |  |  |  | Descalcificador de agua, 100.000 grados | Water softener, minimum capacity, 100.000 grains | Adoucisseur d'eau, capacité minimum, 100.000 grains |  |  | EB | GE | ['LAVANDERIA'] | ['Central Liquid Supply System'] | [''] | ST
448 | 448 |  |  |  | Descalcificador de agua, 1500 lts | Water softener | Adoucisseur d'eau, 1500 lts |  |  | EB | GE | ['CDSS'] | ['Base', 'Esterilizar'] | [''] | ST
449 | 449 |  |  |  | Descalzadora | Dresser/stand up | Boudoir Fourniture |  | CV-04 | EB | GF | ['Guest Room'] | ['Guest Room'] | [''] | ST
450 | 450 |  |  |  | Descongelador de plasma | Plasma defroster | Dégivreur de plasma |  |  | BI |  | ['Blood Bank'] | ['(Transfusion Service)', ''] | [''] | MED
451 | 451 |  |  |  | Desfibrilador bifásico | Biphasic defibrillator | Défibrillateur biphasique |  |  | BI |  | ['CATHLAB', 'CENTRAL ENFERMERIA', 'CENTRAL WORKSTATION', 'Choque', 'Hybrid OP', 'Operation room'] | ['CathLab', 'CENTRAL ENFERMERIA', 'Choque', 'Hybrid OP', 'Operatio room'] | ['rx', ''] | MED
452 | 452 |  |  |  | Detector de latidos fetales | Fetal Detector | Détecteur de rythme cardiaque fœtal |  |  | BI |  | ['Gabinete'] | ['Gine & Obst'] | [''] | MED
453 | 453 |  |  |  | Detector de radiación ambiental. | Environmental Radiation Detector | Défibrillateur biphasique |  |  | UE | MC-R | ['Hot Lab'] | [''] | [''] | MED
454 | 454 |  |  |  | Dintel superior e inferior zona de carga (I) | Upper and lower lintel loading zone (I) | Linteau supérieur et de la zone de charge inférieure (I) |  |  | BI |  | ['CDSS'] | ['Esterilizar-Low Tª'] | [''] | MED
455 | 455 |  |  |  | Dintel superior e inferior zona de carga (II) | Upper and lower lintel loading area (II) | Linteau supérieur et de la zone de charge inférieure (II) |  |  | BI |  | ['CDSS'] | ['Base', 'Esterilizar'] | [''] | MED
456 | 456 |  |  |  | Disco 1 mm | Slicing Disc 1 Mm | Tranchage disque 1 mm |  |  | EB | GE | ['Cafeteria'] | ['Cocina-Café'] | [''] | ST
457 | 457 |  |  |  | Disco 3 mm | Slicing Disc 3 Mm | Tranchage disque 3 mm |  |  | EB | GE | ['Cafeteria'] | ['Cocina-Café'] | [''] | ST
458 | 458 |  |  |  | Disco 5 mm | Slicing Disc 5 Mm | Tranchage disque 5 mm |  |  | EB | GE | ['Cafeteria'] | ['Cocina-Café'] | [''] | ST
459 | 459 |  |  |  | Dispensador automatizado de medicación (137*72*202) | Medstation (ADC) 6 Drawer | Distributeur automatique de médicaments (137 * 72 * 202) |  | MSC261 | BI |  | ['Farmacia', 'Medicación'] | ['Aparcamiento carros unidosis y transporte', 'Medicación'] | [''] | MED
460 | 460 |  |  |  | Dispensador automatizado de medicación (195*72*202) | Automated medication dispenser system (195*72*202) | Système de distribution automatisé (195 * 72 * 202) |  |  | BI |  | ['Farmacia', 'Medicación'] | ['Aparcamiento carros unidosis y transporte', 'Medicación'] | [''] | MED
461 | 461 |  |  |  | Dispensador de jabón | Soap Dispenser For Hand Wash Basin | Distributeur de savon |  |  | EB | GE | ['Cafeteria', 'Kitchen'] | ['Cocina-Café', 'Tray Assembly Area', 'Washing area'] | ['', 'Pot / Dish Washing Area'] | ST
462 | 462 |  |  |  | Dispensador de jabón | Soap Dispenser For Hand Wash Basin | Distributeur de savon |  |  | EB | SW | ['Cafeteria', 'Kitchen'] | ['Cocina-Café', 'Tray Assembly Area', 'Washing area'] | ['', 'Pot / Dish Washing Area'] | ST
463 | 463 |  |  |  | Dispensador de papel higiénico | Roll Toilet Paper Dispenser with hood, stainless steel with satin finish | Distributeur de papier toilette |  | TA04 | EB | SW | ['Aseo'] | ['ASEO DOBLE', 'ASEO INDIVIDUAL', 'ASEO MULTIPLE'] | [''] | ST
464 | 464 |  |  |  | Dispensador de papel mecha | Roll paper dispenser, stainless steel | Distributeur de papier mèche |  |  | EB | SW | ['Alimentación', 'Ante-Room', 'Basuras', 'BOX UCI ADULTOS', 'BOX UCI PEDIATRICA', 'Care-Neonato', 'CDSS', 'CONSULTA GENERAL', 'DIÁLISIS', 'Eco', 'ENVIRONMENTAL SERVICE', 'Extracción', 'Gabinete', 'Lav-Endo', 'Minor Procedures', 'Observación', 'Oficio limpio', 'Pre-Anesthesia', 'Prep/Recovery Room', 'SUB-STERIL RM', 'Taller', 'Treatment Room', 'UTPR', 'UTPR DOBLE'] | ['Nourishment', 'Ante-Room', 'Basura Hall', 'BOX UCI ADULTOS', 'BOX UCI PEDIATRICA', 'Biberonería', 'Lavar-Mat', 'CONSULTA GENERAL', 'CONSULTA GINECOBS', 'CONSULTA NICU', 'CONSULTA OFT', 'CONSULTA PEDIATRI', 'Dialisis', 'Eco', 'SAMPLE TAKING', 'Gabinete - Base', 'Scope Storage', 'Quir menor', 'Observación', 'Oficio limpio', 'Anesthesia Work', 'Decontamination Area', 'Taller', '', 'Minor Procedures', 'UTPR', 'UTPR DOBLE'] | ['', 'b', 'rx', 'Quir menor'] | ST
465 | 465 |  |  |  | Dispensador de toallas de papel con papelera | Paper Towel Dispenser & Disposal Unit | Distributeur serviette de papier, détritus |  | TA01 |  | SW | ['Aseo'] | ['ASEO DOBLE', 'ASEO INDIVIDUAL', 'ASEO MULTIPLE'] | [''] | ST
466 | 466 |  |  |  | Dispensador detergente automático | Dispenser, Detergent, Automatic | Distributeur automatique de détergent |  | FS1260 | EB | GE | ['ENVIRONMENTAL SERVICE'] | ['Housekeeping'] | [''] | ST
467 | 467 |  |  |  | Dispensador material esteril, doble, acero inox. | Dispenser sterile, double stainless steel. | Stérile distributeur de matériau, l'acier inoxydable double. |  |  | MC |  | ['Ante-Room', 'Lav-Quir', 'Oficio limpio'] | ['Ante-Room', 'Gowning and Scrub up', 'Oficio limpio'] | [''] | MED
468 | 468 |  |  |  | Dispensador material esteril, doble, acero inox. | Dispenser sterile, double stainless steel. | Stérile distributeur de matériau, l'acier inoxydable double. |  | DIS436 | MC |  | ['Ante-Room', 'Lav-Quir', 'Oficio limpio'] | ['Ante-Room', 'Gowning and Scrub up', 'Oficio limpio'] | [''] | MED
469 | 469 |  |  |  | Dispensador papel higiénico | Toilet paper dispenser | Distributeur de papier toilette |  |  | EB | GF | ['BAÑO INDIVIDUAL', 'BAÑO INDIVIDUAL FEMENINO'] | ['BAÑO INDIVIDUAL', 'BAÑO INDIVIDUAL FEMENINO'] | [''] | ST
470 | 470 |  |  |  | Dispensador papel toalla | Towel Dispenser For Hand Wash Basin | Distributeur de serviettes de bain pour la main lavabo |  |  | EB | SW | ['Blood Bank', 'LAB'] | ['Bioquímica + Hemato', 'GENETIC (& REPRODUCTIVE MEDICINE)', 'MOLECULA BIOLOGY LABORATORY', 'Preanalitica', 'SEROLOGY'] | ['', 'Manual'] | ST
471 | 471 |  |  |  | Dispensador papel toalla | Towel Dispenser For Hand Wash Basin | Distributeur pour serviette de papier |  |  | EB | SW | ['Kitchen'] | ['Tray Assembly Area', 'Washing area'] | ['', 'Pot / Dish Washing Area'] | ST
472 | 472 |  |  |  | Dispensador, crema, un solo uso, mural | DISPENSER, barrier cream, disposable single cartridge, wall mounted | Distrib, crème prot, seule cartouche jetable,mur |  | DIS011 | EB | GF | ['Oficio limpio', 'Oficio sucio'] | ['Oficio limpio', 'Oficio sucio'] | [''] | ST
473 | 473 |  |  |  | Dispensador, guantes, pared | Dispenser, Glove, Wall Mntd | Distributeur, des gants, un mur |  | DIS435 | MC |  | ['Alimentación', 'Ante-Room', 'Blood Bank', 'Lav-Endo', 'Lav-Quir', 'Oficio limpio'] | ['Nourishment', 'Ante-Room', '(Transfusion Service)', 'Scope Storage', 'Gowning and Scrub up', 'Oficio limpio'] | [''] | ST
474 | 474 |  |  |  | Dispensador, jabón desechable, mural | Dispenser, hand sanitizer, wall mountd. | Distributeur de savon à usage unique, muraux |  | TA20 | EB | SW | ['Alimentación', 'Ante-Room', 'Basuras', 'Bed Washer', 'Blood Gas', 'BOX UCI ADULTOS', 'BOX UCI PEDIATRICA', 'BREAKOUT AREA', 'Care-Neonato', 'CDSS', 'CONSULTA GENERAL', 'DIÁLISIS', 'Extracción', 'Gabinete', 'Holding Bay', 'INPATIENT RM', 'DOUBLE INPATIENT RM', 'PRESIDENTIAL INPATIENT ROOM', 'INPATIENT ISO RM', 'Kitchen', 'LAVANDERIA', 'Lav-Endo', 'Lav-Quir', 'Lounge', 'Minor Procedures', 'MORGUE', 'Observación', 'Oficio limpio', 'Oficio sucio', 'Pre-Anesthesia', 'Prep/Recovery Room', 'RX Conv', 'SLEEP LAB', 'Staff Lounge', 'SUB-STERIL RM', 'Taller', 'Treatment Room', 'UTPR', 'UTPR DOBLE'] | ['Nourishment', 'Ante-Room', 'Hand wash', 'Bed Washer', '', 'BOX UCI ADULTOS', 'BOX UCI PEDIATRICA', 'BREAKOUT AREA', 'Biberonería', 'Lavar-Mat', 'CONSULTA GENERAL', 'CONSULTA GINECOBS', 'CONSULTA NICU', 'CONSULTA OFT', 'CONSULTA PEDIATRI', 'Dialisis', 'SAMPLE TAKING', 'Gabinete - Base', 'Holding Bay', 'BARIATRIC INPATIENT ROOM', 'DOUBLE INPATIENT RM', 'INPATIENT RM', 'PEDS INPATIENT RM', 'PRESIDENTIAL INPATIENT ROOM', 'INPATIENT ISO RM', 'OBS DOUBLE INPATIENT RM', 'OBS INPATIENT RM', 'Kitchen', 'Clean Linen Holding & Assembly', 'Receiving', 'Scope Storage', 'Gowning and Scrub up', 'Lounge', 'Quir menor', 'Body preparation room', 'Observación', 'Oficio limpio', 'Oficio sucio', 'Anesthesia Work', 'Prep/Recovery Room', 'General Purpose Radiology Room', 'Staff Lounge', 'Ante Room', 'Decontamination Area', 'Taller', 'Minor Procedures', 'Treatment Room', 'UTPR', 'UTPR DOBLE'] | ['', 'b', 'Quir menor'] | ST
475 | 475 |  |  |  | Dispensador, jabón, acero Inox. mural | Wall mounted soap dispenser | Distributeur de savon, acier inoxydable, muraux |  | TA07 | EB | SW | ['Alimentación', 'Ante-Room', 'Aseo', 'BAÑO INDIVIDUAL', 'BAÑO INDIVIDUAL FEMENINO', 'Basuras', 'Blood Bank', 'Eco', 'ENVIRONMENTAL SERVICE', 'Gabinete', 'INPATIENT RM', 'LAB', 'Taller'] | ['Nourishment', 'Ante-Room', 'ASEO DOBLE', 'ASEO INDIVIDUAL', 'ASEO MULTIPLE', 'BAÑO INDIVIDUAL', 'BAÑO INDIVIDUAL FEMENINO', 'Basura Hall', 'Bioquímica + Hemato', 'Eco', 'Gabinete - Base', 'BARIATRIC INPATIENT ROOM', 'GENETIC (& REPRODUCTIVE MEDICINE)', 'MOLECULA BIOLOGY LABORATORY', 'Preanalitica', 'SEROLOGY', 'Taller', ''] | ['', 'rx', 'Manual'] | ST
476 | 476 |  |  |  | Dispensador, papel toalla, SS, mural | Dispenser, Paper Towel, SS, Surface Mounted | Distributeur, serviette en papier, mur d'acier inoxydable |  | TA18 | EB | SW | ['Alimentación', 'ALMACEN', 'Ante-Room', 'Basuras', 'Bed Washer', 'Blood Gas', 'BREAKOUT AREA', 'Cafeteria', 'ENVIRONMENTAL SERVICE', 'Holding Bay', 'INPATIENT RM', 'DOUBLE INPATIENT RM', 'PRESIDENTIAL INPATIENT ROOM', 'INPATIENT ISO RM', 'Kitchen', 'LAVANDERIA', 'Lounge', 'MORGUE', 'Oficio limpio', 'Oficio sucio', 'Prep/Recovery Room', 'RX Conv', 'SLEEP LAB', 'Staff Lounge', 'SUB-STERIL RM', 'Treatment Room'] | ['Nourishment', 'Storage, Flammable', 'Ante-Room', 'Eye wash', 'Hand wash', 'Bed Washer', '', 'BREAKOUT AREA', 'Cocina-Café', 'Housekeeping', 'Holding Bay', 'BARIATRIC INPATIENT ROOM', 'DOUBLE INPATIENT RM', 'INPATIENT RM', 'PEDS INPATIENT RM', 'PRESIDENTIAL INPATIENT ROOM', 'INPATIENT ISO RM', 'OBS DOUBLE INPATIENT RM', 'OBS INPATIENT RM', 'Kitchen', 'Clean Linen Holding & Assembly', 'Receiving', 'Lounge', 'Body preparation room', 'Oficio limpio', 'Oficio sucio', 'Prep/Recovery Room', 'General Purpose Radiology Room', 'Staff Lounge', 'Ante Room', 'Treatment Room'] | [''] | ST
477 | 477 |  |  |  | Doppler vascular | Vascular Doppler | Doppler vasculaire |  |  | BI |  | ['Gabinete'] | ['Vascular'] | [''] | MED
478 | 478 |  |  |  | Dosímetro con compresor para test de broncoprovocación | Dosimeter for Bronchoprovocation Tests | Compresseur dosimètre, Bronchoprovocation |  |  | BI |  | ['Gabinete'] | ['Neumologia'] | [''] | MED
479 | 479 |  |  |  | Ducha de emergangia, mural deluxe | Emergency Deluge Shower Head (Wall Mounted) | Douche de sécurité, murale, de luxe |  |  | EB | GF | ['Basuras'] | ['EM Shower Areas'] | [''] | ST
480 | 480 |  |  |  | ECG, sistema de telemetria | Telemetry System, ECG, Ambulatory, Multi‐Channel | Système de télémétrie, ECG ambulatoire, multicanal |  | MS2165 | BI |  | ['CENTRAL WORKSTATION'] | ['Central Workstation'] | [''] | MED
481 | 481 |  |  |  | Ecocardiografo con transductor transesofágico | Echocardiograph transesophageal transducer | Échocardiographie transoesophagienne (ETO) |  |  | BI |  | ['CATHLAB', 'Gabinete'] | ['CathLab', 'Cardio'] | ['rx', ''] | MED
482 | 482 |  |  |  | Ecocardiografo digital doppler color | Digital color Doppler echocardiograph | Système d'échographie Doppler numérique couleur |  |  | BI |  | ['Gabinete'] | ['Cardio'] | [''] | MED
483 | 483 |  |  |  | Ecocardiografo digital doppler color, c/TEE transductor | Digital color Doppler echocardiograph TEE transducer | Numérique échocardiographie Doppler couleur avec capteur de T |  |  | BI |  | ['Eco', 'Gabinete'] | ['Eco', 'Cardio'] | ['rx', ''] | MED
484 | 484 |  |  |  | Ecógrafo | Ultrasound, basic | Ultrasons, de base |  |  | BI |  | ['Gabinete'] | ['Gine & Obst'] | [''] | MED
485 | 485 |  |  |  | Ecógrafo de alta gama Ginecología | High range ultrasound Gynecology | Haut de gamme ultrasons gynécologie |  |  | BI |  | ['Eco', 'Gabinete'] | ['Eco', 'Gine & Obst'] | ['rx', ''] | MED
486 | 486 |  |  |  | Ecógrafo de oftalmología | Ophthalmology Ultrasound | L'échographie ophtalmologie |  |  | BI |  | ['CONSULTA GENERAL', 'Gabinete'] | ['CONSULTA OFT', 'OFT'] | [''] | MED
487 | 487 |  |  |  | Ecógrafo doppler color Alta Resolución | High Resolution Color Doppler Ultrasound | Échographe haute résolution doppler couleur |  |  | BI |  | ['Eco'] | ['Eco'] | ['rx'] | MED
488 | 488 |  |  |  | Ecógrafo doppler color digital, 4D A | Digital color Doppler ultrasound, 4D A | Digital Color échographie Doppler, 4D A |  |  | BI |  | ['Eco', 'Gabinete'] | ['Eco', 'Gine & Obst'] | ['rx', ''] | MED
489 | 489 |  |  |  | Ecógrafo doppler color digital, 4D B | Ultrasound, doppler color digital 4D, B | Échographie, doppler couleur numérique 4D, B |  |  | BI |  | ['Gabinete'] | ['Gine & Obst'] | [''] | MED
490 | 490 |  |  |  | Ecógrafo doppler color digital, A | Ultrasound, doppler color digital A | Échographie, doppler couleur numérique A |  |  | BI |  | ['Gabinete'] | ['Gine & Obst'] | [''] | MED
491 | 491 |  |  |  | Ecógrafo doppler color digital, B | Ultrasound, doppler color digital B | Échographie, doppler couleur numérique B |  |  | BI |  | ['Gabinete'] | ['Gine & Obst'] | [''] | MED
492 | 492 |  |  |  | Ecógrafo para urología | Ultrasound for urology | Ultrason Urologie |  |  | BI |  | ['Eco', 'Gabinete'] | ['Eco', 'URO'] | ['rx', ''] | MED
493 | 493 |  |  |  | El.Solid Top 4 zona, horno,1side | El.Solid Top 4zones,El.Oven-Ecotop,1side | Solid Top 4zones, El.Oven-Ecotop, 1side |  |  | EB | GE | ['Cafeteria'] | ['Cocina-Café'] | [''] | MED
494 | 494 |  |  |  | Electrobisturí | Electrosurgical System | électro |  |  | BI |  | ['Hybrid OP', 'Operation room'] | ['Hybrid OP', 'Operatio room'] | [''] | MED
495 | 495 |  |  |  | Electrobisturí Ultrasonido | Electrosurgical Ultrasound system | électro ultrasons |  |  | BI |  | ['Hybrid OP', 'Operation room'] | ['Hybrid OP', 'Operatio room'] | [''] | MED
496 | 496 |  |  |  | Electroencefalógrafo digital (EEG) | Digital electroencephalograph (EEG) | Électroencéphalographe digital (EEG) |  |  | BI |  | ['Gabinete'] | ['Neuro'] | [''] | MED
497 | 497 |  |  |  | Elemento caja |  | Elément de la boîte |  |  | EB | GF | [] | [] | [] | MED
498 | 498 |  |  |  | Elemento Caliente |  | Elément chaud |  |  | EB | GE | [] | [] | [] | MED
499 | 499 |  |  |  | Elemento frio |  | Un élément froid |  |  | EB | GE | [] | [] | [] | MED
500 | 500 |  |  |  | Elemento frio con vitrina |  | Un élément froid avec vitrine |  |  | EB | GE | [] | [] | [] | MED
501 | 501 |  |  |  | Elemento neutro 350x750x290 mm |  | Un élément neutre 350x750x290 mm |  |  | EB | GE | [] | [] | [] | MED
502 | 502 |  |  |  | Elemento neutro, 1200 |  | Élément neutre, 1200 |  |  | EB | GE | [] | [] | [] | MED
503 | 503 |  |  |  | Elemento neutro, 800 |  | Élément neutre, 800 |  |  | EB | GE | [] | [] | [] | MED
504 | 504 |  |  |  | Empaquetadora de ropa | Packing | D'emballage des vêtements |  |  | EB | GE | ['LAVANDERIA'] | ['Clean Linen Holding & Assembly'] | [''] | MED
505 | 505 |  |  |  | Encimera, acero inox., metro lineal | Countertop, Stainless Steel, lineal meter | Comptoir, en acier inoxydable, mètre linéaire |  | FC1445 | MC |  | ['Alimentación', 'BREAKOUT AREA', 'MORGUE'] | ['Nourishment', 'BREAKOUT AREA', 'Body preparation room'] | [''] | ST
506 | 506 |  |  |  | Encimera, laminado alta presión, metro lineal | Countertop, High Pressure Laminate, lineal meters | Comptoir, stratifié haute pression, mètres linéaires |  | FC1440 | MC |  | ['Kitchen', 'LAVANDERIA', 'Lounge', 'Staff Lounge'] | ['Kitchen', 'Clean Linen Holding & Assembly', 'Lounge', 'Staff Lounge'] | [''] | ST
507 | 507 |  |  |  | Encimera, laminado alta presión, metro lineal | Countertop, High Pressure Laminate, lineal meters | Comptoir, stratifié haute pression, mètres linéaires |  |  | MC |  | ['Kitchen', 'LAVANDERIA', 'Lounge', 'Staff Lounge'] | ['Kitchen', 'Clean Linen Holding & Assembly', 'Lounge', 'Staff Lounge'] | [''] | ST
508 | 508 |  |  |  | Encimera, resina epoxy 1500 mm | Countertop, Epoxy Resin, 60 | Comptoir, résine époxy 1500 mm |  |  | UE |  | [] | [] | [] | ST
509 | 509 |  |  |  | Endoscopia urológica | Urological endoscopy | endoscopie urologique |  |  | BI |  | ['Hybrid OP', 'Operation room'] | ['Hybrid OP', 'Operatio room'] | [''] | MED
510 | 510 |  |  |  | Enfriador botellas | Cold bottles | Réfrigérateur de bouteilles froides |  |  | EB | GE | ['Cafeteria'] | ['café-SERV'] | [''] | MED
511 | 511 |  |  |  | Entrepaño para material no estéril | Shelf, lower, no sterile material | Étagère pour matériel stérile |  |  | EB | GF | ['CDSS'] | ['Empaquetar'] | [''] | MED
512 | 512 |  |  |  | Equip. Reanimación manual Adulto | Resuscitator, pulmonary, manual, reusable | Réanimateur, pulmonaire, manuel, réutilisable |  | RSU001 | EB | GF | ['ALMACÉN DE EQUIPOS'] | ['ALMACÉN DE EQUIPOS'] | [''] | MED
513 | 513 |  |  |  | Equip. Reanimación manual, neonatal | Resuscitation manual equipment, neonatal | Equip. Reanimación manual, neonatal |  |  | BI |  | ['BOX NICU', 'UTPR', 'UTPR DOBLE'] | ['BOX DOBLE NICU', 'BOX NEO INTERMEDIO', 'BOX NICU', 'BOX TRIPLE NICU', 'UTPR', 'UTPR DOBLE'] | [''] | MED
514 | 514 |  |  |  | Equipo analizador de emisiones otoacústicas | Otoacoustic emissions analyzer equipment | Équipement d'analyse émissions oto-acoustiques |  |  | BI |  | ['Gabinete'] | ['PHONO-AUDIOLOGY CONSULTING OFFICE'] | [''] | MED
515 | 515 |  |  |  | Equipo analizador de emisiones otoacústicas portátil | OAE screener | OAE screener |  |  | BI |  | ['Gabinete'] | ['PHONO-AUDIOLOGY CONSULTING OFFICE'] | [''] | MED
516 | 516 |  |  |  | Equipo compacto para pruebas vestibulares con videonistagmografía y batería estímulos | Videonystagmography system | Système de vidéonystagmographie |  |  | BI |  | ['Gabinete'] | ['PHONO-AUDIOLOGY CONSULTING OFFICE'] | [''] | MED
517 | 517 |  |  |  | Equipo de anestesia para RMN | Anesthesia Equipment for NMR | Anesthésie pour l'équipement IRM |  | rx | BI |  | ['RMN'] | ['RMN'] | ['RMN'] | MED
518 | 518 |  |  |  | Equipo de electroterapia | Elctrotheraphy system | Électrothérapie |  |  | BI |  | ['Rehabilitacion'] | ['ELECTROTHERAPY ROOM'] | ['rehb'] | MED
519 | 519 |  |  |  | Equipo de EMG estacionario para potenciales evocados | Evoked potential/EMG measuring system | EMG équipement fixe pour ABR |  |  | BI |  | ['Gabinete'] | ['Neuro'] | [''] | MED
520 | 520 |  |  |  | Equipo de juego, 2 | Play equipmnet type 2 | Équipe de jeu, 2 |  |  | EB | GF | ['Play Area'] | ['Play Area'] | [''] | MED
521 | 521 |  |  |  | Equipo de Magnetoterapia | Magnetotherapy Equipment | Matériel magnétique |  |  | BI |  | ['Rehabilitacion'] | ['MAGNETOTHERAPY ROOM'] | ['rehb'] | MED
522 | 522 |  |  |  | Equipo de phmetría gastro-esofágica ambulatoria | Ambulatory gastro-esophageal pH monitoring equipment | PH ambulatoire équipement de surveillance gastro |  |  | BI |  | ['Gabinete'] | ['Manometria y Ph'] | [''] | MED
523 | 523 |  |  |  | Equipo de potenciales evocados estado estable (audiología) | Audiologic/neurologic evaluation w/potential evoked (diagnosis of auditory and hearing-related disorders) | Équipe état ​​d'équilibre des potentiels évoqués (audiologie) |  |  | BI |  | ['Gabinete'] | ['Neuro'] | [''] | MED
524 | 524 |  |  |  | Equipo de Presoterapia | Presotheraphy system | Équipe Presoterapia |  |  | BI |  | ['Rehabilitacion'] | ['MASSAGE ROOM'] | ['rehb'] | MED
525 | 525 |  |  |  | Equipo de purificación de agua, grado II | Water treatment device, II level | Matériel de purification de l'eau, de grade II |  |  | UE |  | ['Farmacia'] | ['Preparación soluciones'] | [''] | MED
526 | 526 |  |  |  | Equipo de Urodinamia | Urodynamics Equipment | Urodynamique Équipement |  |  | BI |  | ['Gabinete'] | ['URO'] | [''] | MED
527 | 527 |  |  |  | Equipo frigorifico para cuarto frios |  | Equipement pour chambre froide réfrigérateur |  |  | EB | GE | [] | [] | [] | MED
528 | 528 |  |  |  | Equipo para almacenamiento, tratamiento y evacuación controlada de residuos radiactivos líquidos generados en Medicina Nuclear diagnóstica. | Equipment for storage, treatment and disposal of liquid radioactive waste controlled | Équipement d'entreposage, traitement contrôlé et liquide stockage des déchets radioactifs en médecine nucléaire diagnostique. |  |  | UE | MC-R | ['Hot Lab'] | [''] | [''] | MED
529 | 529 |  |  |  | Equipo para cerrar ampollas y capsular viales | Ampoule seller | Ampoule vendeur |  |  | BI |  | ['Farmacia'] | ['Preparación de unidosis'] | [''] | MED
530 | 530 |  |  |  | Equipo para estudios de manometría esofágica y ano-rectal A | Equipment for esophageal manometry and anus-rectal A | Équipement pour les études et manométrie ano-rectale A |  |  | BI |  | ['Gabinete'] | ['Manometria y Ph'] | [''] | MED
531 | 531 |  |  |  | Equipo para estudios de manometría esofágica y ano-rectal B | Equipment for esophageal manometry and anus-rectal B | Équipement pour manométrie oesophagienne et rectale anus-B |  |  | BI |  | ['Gabinete'] | ['Manometria y Ph'] | [''] | MED
532 | 532 |  |  |  | Equipo para Feed-back EMG y Electroterapia | EMG-feedback | Équipement et électrothérapie EMG Commentaires |  |  | BI |  | ['Rehabilitacion'] | ['URINARY INCONTINENCE TREATMENT'] | ['rehb'] | MED
533 | 533 |  |  |  | Equipo para la realización de pruebas de Genotipado (HCV) mediante técnica de PCR | Genotype assay, PCR | Équipement pour essais de génotypage (HVC) a été détecté par PCR |  |  | BI |  | ['LAB'] | ['GENETIC (& REPRODUCTIVE MEDICINE)'] | [''] | MED
534 | 534 |  |  |  | Equipo para limpieza de carros | Equipment for cleanning trolleys | Nettoyage du matériel chariot |  |  | EB | GF | ['CDSS'] | ['Lavar Carros'] | [''] | MED
535 | 535 |  |  |  | Equipo para profilaxis de trombosis venosa profunda (TVP) por compresión neumática intermitente | Foot Compression Therapy system | Équipement pour la prophylaxie de la thrombose veineuse profonde (TVP) par compression pneumatique intermittente |  |  | BI |  | ['Hybrid OP', 'Operation room'] | ['Hybrid OP', 'Operatio room'] | [''] | MED
536 | 536 |  |  |  | Equipo para resección de próstata | Prostate resection device | Equipement pour la résection de la prostate |  |  | BI |  | ['Hybrid OP', 'Operation room'] | ['Hybrid OP', 'Operatio room'] | [''] | MED
537 | 537 |  |  |  | Equipo Portatil Rayos X Flat Panel | Portable X-Ray Equipment Flat Panel | Ordinateur portable à écran plat X-ray |  | rx | BI |  | ['RX'] | ['Portatil RX'] | [''] | MED
538 | 538 |  |  |  | Equipo Portatil Rayos x, convencional | Portable X-Ray Equipment | ppareils à rayons X portable, classique |  | rx | BI |  | ['RX'] | ['Portatil RX'] | [''] | MED
539 | 539 |  |  |  | Equipo Preanalítico (Reconocimiento y distribución de tubos de muestra) | Preanalytical Equipment (Recognition and distribution of sample tubes) | Équipe préanalytique (Reconnaissance distribution de tubes échantillons) |  |  | X COMDTO |  | ['LAB'] | ['Preanalitica'] | ['Auto'] | MED
540 | 540 |  |  |  | Equipo tracción continua e intermitente con camilla | Traction Unit | Unité de traction |  |  | BI |  | ['Rehabilitacion'] | ['CERVICAL AND LUMBAR TRACTION ROOM', 'Terapeuta Fisio'] | ['rehb'] | MED
541 | 541 |  |  |  | Equipo Triple |  | Triple, equipement |  |  | EB | GE | [] | [] | [] | MED
542 | 542 |  |  |  | Ergómetro con medidor de consumo de O2 | Ergometer, O2 | Ergomètre O2 compteur de consommation |  |  | BI |  | ['Gabinete'] | ['Cardio'] | [''] | MED
543 | 543 |  |  |  | Escalera con rampa | Staircase with ramp | Escalier rampe |  |  | BI |  | ['Rehabilitacion'] | ['MECANOTHERAPY', 'Terapeuta Fisio'] | ['rehb'] | ST
544 | 544 |  |  |  | Escalera pata de gallo, 3 pasos | Leadder, 3 steps | Échelle, 3 étapes |  |  | EB | GF | ['ALMACÉN DE EQUIPOS', 'Basuras', 'ENVIRONMENTAL SERVICE', 'Taller'] | ['ALMACÉN DE EQUIPOS', 'Basura Hall', 'Taller', ''] | [''] | ST
545 | 545 |  |  |  | Esclusa para retorno de racks | Airlock, for return of racks | Racks verrouillage de retour |  |  | EB | GF | ['CDSS'] | ['Lavar-Mat'] | ['b', 't'] | MED
546 | 546 |  |  |  | Escritorio | Desk | Bureau de travail |  | x | EB | GF | ['Dormitorio Acompañante', 'INPATIENT RM', 'INPATIENT ISO RM'] | ['Dormitorio Acompañante', 'BARIATRIC INPATIENT ROOM', 'INPATIENT RM', 'INPATIENT ISO RM'] | [''] | ST
547 | 547 |  |  |  | Esfigmomanómetro de pared | Wall sphygmomanometer | Paroi sphygmomanomètre |  | SPH003 S | BI |  | ['CONSULTA GENERAL', 'Extracción', 'INPATIENT RM', 'Minor Procedures', 'Treatment Room'] | ['CONSULTA GENERAL', 'CONSULTA GINECOBS', 'CONSULTA PEDIATRI', 'SAMPLE TAKING', 'INPATIENT RM', 'Consultorio-Enf', 'Minor Procedures'] | ['', 'Consultorio-Enf'] | MED
548 | 548 |  |  |  | Esfigmomanómetro portatil | Sphygmomanometer, aneroid | Sphygmomanomètre, anéroïde |  | SPH003 | EB | GF | ['ALMACÉN DE EQUIPOS'] | ['ALMACÉN DE EQUIPOS'] | [''] | MED
549 | 549 |  |  |  | Esfigmomanómetro rodable con varios manguitos | Sphygmomanometer w/castors | Sphygmomanomètre a / roulettes |  |  | BI |  | ['Nebulización'] | ['Nebulización'] | [''] | MED
550 | 550 |  |  |  | Esfigmomanómetro, aneroide de pared | Sphygmomanometer, Aneroid, Wall Mounted | Sphygmomanomètre anéroïde, mureaux |  | MS1905 | BI |  | ['Prep/Recovery Room', 'Treatment Room'] | ['Prep/Recovery Room', 'Treatment Room'] | [''] | MED
551 | 551 |  |  |  | Espaldera de un cuerpo madera | Espaldier, 1 body wood | Corps d'un treillis en bois |  |  | BI |  | ['Rehabilitacion'] | ['MECANOTHERAPY'] | ['rehb'] | MED
552 | 552 |  |  |  | Espectrofotómetro dedicado para A. Nucleicos y Proteínas | Spectrophotometer A. Proteins and Nucleic | Spectrophotometer dédié à Nucleic A. et Protéines |  |  | BI |  | ['LAB'] | ['MOLECULA BIOLOGY LABORATORY'] | [''] | MED
553 | 553 |  |  |  | Espectrofotómetro ultravioleta visible | Spectrophotometer, UV | Spectrophotomètre UV visible |  |  | BI |  | ['Farmacia'] | ['Preparación soluciones'] | [''] | MED
554 | 554 |  |  |  | Espejo | Mirror | Miroir |  | MI-03 | EB | GF | ['Guest Room'] | ['Guest Room'] | [''] | ST
555 | 555 |  |  |  | Espejo de aumento | Shaving mirror | Miroir grossissant |  | AC-12 | EB | GF | ['Guest Room'] | ['Guest Room'] | [''] | MED
556 | 556 |  |  |  | Espejo encastrado | Mirror | 500mm x 1400mm |  |  |  | UE | ['Miroir intégré'] | ['ALMACEN', 'Ante-Room', 'Aseo', 'BAÑO INDIVIDUAL', 'BAÑO INDIVIDUAL FEMENINO', 'Baño Clínico', 'Basuras', 'ENVIRONMENTAL SERVICE', 'Holding Bay', 'RX Conv'] | ['Storage, Flammable', 'Ante-Room', 'ASEO DOBLE', 'ASEO INDIVIDUAL', 'ASEO MULTIPLE', 'BAÑO INDIVIDUAL', 'BAÑO INDIVIDUAL FEMENINO', '', 'Basura Hall', 'Holding Bay', 'General Purpose Radiology Room'] | ST
557 | 557 |  |  |  | Espejo, detalle | Teeth glass | Miroir, détail |  | AC-09 | EB | SW | ['Guest Room'] | ['Guest Room'] | [''] | MED
558 | 558 |  |  |  | Espejo, eléctrico | Electric mirror | Miroir, électrique |  | AC-13 | EB | GF | ['Guest Room'] | ['Guest Room'] | [''] | MED
559 | 559 |  |  |  | Espejo, mural, marco acero inox. | Mirror, Float Glass, With SS Frame | Miroir, mur, cadre en acier inoxydable. |  |  | EB | GF | ['Basuras'] | ['Eye wash'] | [''] | ST
560 | 560 |  |  |  | Espejo, postural, mural | Mirror, Posture, Wall Mounted | Miroir, Posture, fixé au mur |  | AR1190 | MC |  | ['Kitchen', 'Lounge', 'Rehabilitacion', 'Staff Lounge', 'Vestuario'] | ['Kitchen', 'Lounge', 'Lenguage', 'Staff Lounge', 'Vestuario'] | [''] | MED
561 | 561 |  |  |  | Espirómetro con pantalla gráfica | Spirometer w/ display | Spiromètre a / affichage |  |  | BI |  | ['Gabinete'] | ['Neumologia'] | [''] | MED
562 | 562 |  |  |  | Espirómetro con pulsioximetria | Spirometer with pulse oximetry | Spiromètre avec l'oxymétrie de pouls |  |  | BI |  | ['Gabinete'] | ['Neumologia'] | [''] | MED
563 | 563 |  |  |  | Estación de enfermería, 3 puestos | Nurse Station, 3 Staff Members | Station d'infirmière, 3 Membres du personnel |  | MC1817 | EB | GF | ['Care-Neonato', 'CENTRAL WORKSTATION'] | ['Base', 'Central Workstation'] | [''] | MED
564 | 564 |  |  |  | Estación de enfermería, 4 puestos | Nurse Station, 4 Staff Members | Station d'infirmière, 4 Membres du personnel |  | MC1818 | EB | GF | ['Care-Neonato', 'CENTRAL WORKSTATION'] | ['Base', 'Central Workstation'] | [''] | MED
565 | 565 |  |  |  | Estación de trabajo modular | Modular casework | Poste de travail modulaire |  |  | UE |  | ['COPY ROOM'] | ['COPY ROOM'] | [''] | MED
566 | 566 |  |  |  | Estación de trabajo móvil con medicación | Mobile computer workstarion w/medication | Station de travail mobile avec des médicaments |  |  | MC |  | ['Medicación'] | ['Medicación'] | [''] | MED
567 | 567 |  |  |  | Estación de trabajo, con sobrecabina, mural | Worksurface, w/Overhead Cab, Wall Mtd, 48 W | Surface de travail, avec des frais généraux Cab, mur MTD, 48 W |  | MC1165 | EB | GF | [] | [] | [] | MED
568 | 568 |  |  |  | Estación de trabajo, en L | Workstation, L-Shaped, Freestanding, 72x48 | Poste, en forme de L, autoportant, 72x48 |  |  | EB | GF | ['LAVANDERIA', 'SUB-STERIL RM'] | ['Distribution (Cart Storage Dispatch)', 'Dispatch area'] | [''] | MED
569 | 569 |  |  |  | Estación enfermeria, 2 staff | Nurse Station, 2 Staff Members | Station d'infirmière, 2 Membres du personnel |  | MC1816 | EB | GF | ['Care-Neonato', 'CENTRAL WORKSTATION'] | ['Base', 'Central Workstation'] | [''] | MED
570 | 570 |  |  |  | Estación para IVF | Station for IVF | Station pour la FIV |  |  | BI |  | ['LAB'] | ['GENETIC (& REPRODUCTIVE MEDICINE)'] | [''] | MED
571 | 571 |  |  |  | Estación para PC, mural extraible | Work Station, Computer, Retractable, Wall Mounted | Station PC, muraux |  |  | EB | GF | ['INPATIENT RM', 'DOUBLE INPATIENT RM', 'PRESIDENTIAL INPATIENT ROOM', 'INPATIENT ISO RM', 'SLEEP LAB'] | ['BARIATRIC INPATIENT ROOM', 'DOUBLE INPATIENT RM', 'INPATIENT RM', 'PEDS INPATIENT RM', 'PRESIDENTIAL INPATIENT ROOM', 'INPATIENT ISO RM', 'OBS DOUBLE INPATIENT RM', 'OBS INPATIENT RM'] | [''] | MED
572 | 572 |  |  |  | Estación para PCR | Station for PCR | Station pour la PCR |  |  | BI |  | ['LAB'] | ['Core Lab'] | ['Microbiología & Biología Molecular'] | MED
573 | 573 |  |  |  | Estación pnemática | Station, Pneumatic Tube System | Station, système de tube pneumatique |  | AR1590 | EB | GF | ['Cashier', 'CENTRAL WORKSTATION', 'Recepcion'] | ['', 'Central Workstation', 'Recepcion'] | [''] | ST
574 | 574 |  |  |  | Estación trabajo, enfermeria | Casework, clinical nurse | Des interventions, infirmière clinique |  |  | UE |  | ['CENTRAL ENFERMERIA', 'CENTRAL WORKSTATION'] | ['CENTRAL ENFERMERIA'] | [''] | MED
575 | 575 |  |  |  | Estaciónnde trabajo, esquina, mural | Workstation, Corner Work Surface, Wall Mtd, 72x48 | Poste, coin surface de travail, mur MTD, 72x48 |  |  | EB | GF | ['LAVANDERIA'] | ['Uniform exchange'] | [''] | MED
576 | 576 |  |  |  | Estante c/ soporte utiles limpieza | Shelf, Utility W/ Mop/Broom Holders, SS, Surf Mntd | Tablette avec nettoyage de soutien utile |  | AR1410 | EB | GF | ['ENVIRONMENTAL SERVICE'] | ['Housekeeping'] | [''] | ST
577 | 577 |  |  |  | Estante inferior |  | Etagere, inférieur |  |  | EB | GF | [] | [] | [] | ST
578 | 578 |  |  |  | Estante inferior para und. de 2000 mm | Lower Shelf For 2000 Mm Units | Étagère inférieure pour und. 2000 mm |  |  | EB | GF | ['Kitchen'] | ['Tray Assembly Area'] | [''] | ST
579 | 579 |  |  |  | Estante inferior, 1300 mm | Lower Shelf For 1300 Mm Units | Basse-Shelf Pour 1300 unités mm |  |  | EB | GF | ['Cafeteria'] | ['Cocina-Café'] | [''] | ST
580 | 580 |  |  |  | Estante inferior, 1400 mm | Lower Shelf For 1400 Mm Units | Basse-Shelf Pour 1400 unités mm |  |  | EB | GF | ['Cafeteria'] | ['Cocina-Café'] | [''] | ST
581 | 581 |  |  |  | Estante inferior, 1600 mm | Lower Shelf For 1600 Mm Units | Étagère inférieure, 1600 mm |  |  | EB | GF | ['Cafeteria', 'Kitchen'] | ['Cocina-Café', 'Washing area'] | ['', 'Pot / Dish Washing Area'] | ST
582 | 582 |  |  |  | Estante inferior, 1800 mm | Lower Shelf For 1800 Mm Units | Etagere, basse, 1800 mm |  |  | EB | GF | ['Kitchen'] | ['Tray Assembly Area'] | [''] | ST
583 | 583 |  |  |  | Estante inferior, 2400 mm | Lower Shelf For 2400 Mm Units | Etagere, bsse, 2400 mm |  |  | EB | GE | ['Kitchen'] | ['Tray Assembly Area'] | [''] | ST
584 | 584 |  |  |  | Estante inferior, 700 mm | Lower Shelf For 700 Mm Units | Basse-Shelf Pour 700 unités mm |  |  | EB | GF | ['Cafeteria'] | ['Cocina-Café'] | [''] | ST
585 | 585 |  |  |  | Estante sobremesa |  | Etagere |  |  | EB | GF | [] | [] | [] | ST
586 | 586 |  |  |  | Estante sobremesa, 1200 mm |  | Etage, 1200 mm |  |  | EB | GF | [] | [] | [] | ST
587 | 587 |  |  |  | Estante sobremesa, 1600 mm | Shelf, 1600 mm | Etage, 1600 mm |  |  | EB | GF | ['Kitchen'] | ['Autoservicio y comedor'] | [''] | ST
588 | 588 |  |  |  | Estantería alta varilla 4 niveles, 100x50x200 cm | Shelving, wire, 4 shelf, 1000 x 500 x 2000H mm | Soutirage tige 4 niveaux, 100x50x200 cm |  |  | EB | GF | ['Almacen Steril'] | ['Almacen Steril'] | [''] | ST
589 | 589 |  |  |  | Estantería Aluminio - Polietileno I | Shelves Aluminum - Polyethylene I | Étagères en aluminium - Polyéthylène I |  |  | EB | GF | ['ALMACÉN DE EQUIPOS', 'Basuras', 'ENVIRONMENTAL SERVICE', 'Taller'] | ['ALMACÉN DE EQUIPOS', 'Basura Hall', 'Taller', ''] | [''] | ST
590 | 590 |  |  |  | Estantería Aluminio - Polietileno II | Shelves Aluminum - Polyethylene II | Étagères en aluminium - Polyéthylène II |  |  | EB | GF | ['Basuras', 'ENVIRONMENTAL SERVICE', 'Taller'] | ['Basura Hall', 'Taller', ''] | [''] | ST
591 | 591 |  |  |  | Estantería atornillable para el almacenamiento | Bolt-together storage shelving | Boulonner étagères de rangement |  |  | EB | GE | ['ALMACEN'] | ['Storage, EMS'] | [''] | ST
592 | 592 |  |  |  | Estantería básica, acero galvanizado | Basic Shelf, galvanized steel | Étagère basique, en acier galvanisé |  |  | EB | GF | ['Basuras', 'ENVIRONMENTAL SERVICE', 'Oficio sucio', 'Taller'] | ['Basura Hall', 'Limpieza', 'Oficio sucio', 'Taller', ''] | [''] | ST
593 | 593 |  |  |  | Estantería clínica baja, metro lineal, x480 x 900 mm | Shelf, linear meter, x480 x 900 mm | Rayonnages faible clinique mètre linéaire x 480 x 900 mm |  |  | EB | GF | ['Almacen Steril', 'CDSS'] | ['Almacen Steril', 'Insumo esterilización'] | [''] | ST
594 | 594 |  |  |  | Estantería cuatro baldas en ac.inox. | Shelves in stainless steel four shelves | Étagère , 4 rayon, acier inoxydable |  |  | EB | GF | ['Blood Bank', 'Farmacia', 'Frío', 'LAB', 'Taller'] | ['Bioquímica + Hemato', 'Farmacocinética', 'Farmacotecnia', 'Frío', 'GENETIC (& REPRODUCTIVE MEDICINE)', 'Microbiology', 'MOLECULA BIOLOGY LABORATORY', 'Preanalitica', 'SEROLOGY', 'Uroanalis', 'Taller', ''] | ['', 'Manual'] | ST
595 | 595 |  |  |  | Estanteria industrila | Industrial and commercial steel shelving | Étagères en acier industriel et commercial |  |  | EB | GE | ['ALMACEN'] | ['Storage, EMS'] | [''] | ST
596 | 596 |  |  |  | Estantería modular, Al 4 estantes polietileno | Aluminum modular shelving 4 levels polyethylene | Étagère modulaire, à 4 étagères en polyéthylène |  |  | EB | GF | ['Basuras'] | ['Holding area (refrigerated)'] | [''] | ST
597 | 597 |  |  |  | Estantería palet, inicio | Complete pallet shelf unit, started | étagère palette, initation |  | STR023-I | EB | GF | ['ALMACEN'] | ['Storage, General'] | [''] | ST
598 | 598 |  |  |  | Estanteria polietileno, 373x2760mm | Alum.Linear Shelv.-Poly.Tiers-373x2760mm | Rayonage gastro, PolyEth, 373x2760mm |  |  | EB | GF | ['Kitchen'] | ['Washing area'] | ['Pot / Dish Washing Area'] | ST
599 | 599 |  |  |  | Estanteria varillas, movil | Shelving, Wire, Aluminum, Mobile | Étagère, tiges mobiles |  |  | EB | GF | ['LAVANDERIA'] | ['Distribution (Cart Storage Dispatch)'] | [''] | ST
600 | 600 |  |  |  | Estanteria, 2000Hx900Wx460D mm | Shelving, Storage, 77Hx36Wx18D | Rayonnages 2000Hx900Wx460D mm |  | MS1620 | EB | GF | ['ALMACEN', 'LAVANDERIA', 'SUB-STERIL RM'] | ['Storage', 'Distribution (Cart Storage Dispatch)', 'Uniform exchange', 'Decontamination Area'] | [''] | ST
601 | 601 |  |  |  | Estanteria, 2000Hx900Wx460D mm | Shelving, Storage, 77Hx36Wx18D | Rayonnages 2000Hx900Wx460D mm |  |  | EB | GF | ['ALMACEN', 'LAVANDERIA', 'SUB-STERIL RM'] | ['Storage', 'Distribution (Cart Storage Dispatch)', 'Uniform exchange', 'Decontamination Area'] | [''] | ST
602 | 602 |  |  |  | Estantería, Al-Polietileno 373 x 1960 mm | Alum.linear shelv.-poly.tiers-373x1960mm | Rayonage gastro, Al-Polyéthylène 373 x 1960 mm |  |  | EB | GF | ['Kitchen', 'LAVANDERIA'] | ['Washing area', 'Receiving'] | ['Pot / Dish Washing Area', 'Clean Dish Storage', ''] | ST
603 | 603 |  |  |  | Estanteria, Al/Pol, 373 x 1606 mm | Alum.Linear Shelv.-Poly.Tiers-373x1606mm | Rayonnage gastro, 373 x 1606 mm |  |  | EB | GF | ['Cafeteria'] | ['Cocina-Café'] | [''] | ST
604 | 604 |  |  |  | Estanteria, Al/Pol, 373 x 1872 mm | Alum.Linear Shelv.-Poly.Tiers-373x1872mm | Rayonage, gastro, Al - Polieth, 373 x 1872 mm |  |  | EB | GF | ['Cafeteria', 'Kitchen'] | ['Cocina-Café', 'Washing area'] | ['', 'Pot / Dish Washing Area'] | ST
605 | 605 |  |  |  | Estanteria, Al/Pol, 373 x 2048 mm | Alum.Linear Shelv.-Poly.Tiers-373x2048mm | Rayonage gastro, Al-Polieth, 373 x 2048 mm |  |  | EB | GF | ['Cafeteria', 'Kitchen', 'LAVANDERIA'] | ['Cocina-Café', 'Washing area', 'Receiving'] | ['', 'Pot / Dish Washing Area', 'Clean Dish Storage'] | ST
606 | 606 |  |  |  | Estanteria, Al/Pol, 373x2935 mm | Alum.Linear Shelv.-Poly.Tiers-373x2935mm | Rayonnage gastro Polieth, 373x2935 mm |  |  | EB | GF | ['Cafeteria', 'Kitchen'] | ['Cocina-Café', 'Washing area'] | ['', 'Pot / Dish Washing Area'] | ST
607 | 607 |  |  |  | Estantería, exjecutiva, 3 estantes, madera | Bookcase, Executive, 3 Shelf, Wood | Étagère, exécutif, 3 plateau, bois |  | FF1120 | EB | GF | ['Blood Bank'] | ['(Transfusion Service)'] | [''] | ST
608 | 608 |  |  |  | Estanteria, metalica | Shelving steel | Étagères acier |  |  | EB | GF | ['Basuras', 'Bed Washer'] | ['Cart Storage', 'Bed Washer'] | [''] | ST
609 | 609 |  |  |  | Estanteria, modulo, doble | Overhead Double-Wide Cabinet w/Clear Doors | Rayonnage doble |  |  | MC |  | ['Oficio limpio'] | ['Oficio limpio'] | [''] | ST
610 | 610 |  |  |  | Estantería, palet, extensión | Complete pallet shelf unit, extension | L'unité complète du plateau de palette, l'extension |  | STR023-C | EB | GF | ['ALMACEN'] | ['Storage, General'] | [''] | ST
611 | 611 |  |  |  | Estanteria, polietileno, 373x2404mm | Alum.Linear Shelv.-Poly.Tiers-373x2404mm | Rayonage gastro PolyEth, 373x2404mm |  |  | EB | GF | ['Kitchen'] | ['Washing area'] | ['Pot / Dish Washing Area', 'Clean Dish Storage'] | ST
612 | 612 |  |  |  | Estantería, varillas w 1200 | Shelf, rod | Étagère, tige |  |  | EB | GF | ['CDSS', 'Taller'] | ['Insumo esterilización', 'Lavar-Mat', 'Taller', ''] | ['', 'b'] | ST
613 | 613 |  |  |  | Estanterías de aluminio y polipropileno | Shelf, Al - Polythilenen | Etagera, Al / polypropylène |  |  | EB | GF | ['Kitchen'] | ['Autoservicio y comedor'] | [''] | ST
614 | 614 |  |  |  | Estanterias, 03 | Shelf |  |  |  | EB | GF | [] | [] | [] | ST
615 | 615 |  |  |  | Estanterias, varillas , estantes ajustables | Shelving, Storage, Wire, CRS, w/Adjustable Shelves | Étagères, barres, tablettes réglables |  | MS1615 | EB | GF | ['ALMACEN', 'Medicación', 'SUB-STERIL RM'] | ['Storage, Patient Lost & Found', 'Medicación', 'Sterile storage area'] | [''] | ST
616 | 616 |  |  |  | Estanterias, varillas , estantes ajustables | Shelving, Storage, Wire, CRS, w/Adjustable Shelves | Étagères, barres, tablettes réglables |  |  | EB | GF | ['ALMACEN', 'Medicación', 'SUB-STERIL RM'] | ['Storage, Patient Lost & Found', 'Medicación', 'Sterile storage area'] | [''] | ST
617 | 617 |  |  |  | Estereo microscopio | Miscroscope, stereo | Microscope stéréo |  |  | BI |  | ['LAB'] | ['GENETIC (& REPRODUCTIVE MEDICINE)'] | [''] | MED
618 | 618 |  |  |  | Esterilizador con generador de vapor, dos puertas, 250 l | Sterilizar, vapor. 350 L | Stérilisateur générateur de vapeur, deux portes, 250 l |  |  | BI |  | ['CDSS'] | ['Esterilizar'] | [''] | MED
619 | 619 |  |  |  | Esterilizador con generador de vapor, dos puertas, 500 L (A) | Sterilizer, steam. double door, 500 L (A) | Stérilisateur générateur de vapeur, deux portes, 500 L (A) |  |  | BI |  | ['CDSS'] | ['Base', 'Esterilizar'] | [''] | MED
620 | 620 |  |  |  | Esterilizador con generador de vapor, dos puertas, 500 l (B) | Sterilizer, steam. double door, 500 L (B) | Stérilisateur générateur de vapeur, deux portes, 500 L (B) |  |  | BI |  | ['CDSS'] | ['Esterilizar'] | [''] | MED
621 | 621 |  |  |  | Esterilizador de 10 cuchillos con soporte magnético | Sterilizer, blades | Stérilisateur de 10 couteaux avec magnétique |  |  | EB | GE | ['Kitchen'] | ['Preparación Cook'] | ['Pre-Carne'] | MED
622 | 622 |  |  |  | Esterilizador de biberones | Sterilizer, 1 door | Stérilisateur biberon |  |  | EB | GE | ['Care-Neonato'] | ['Biberonería'] | [''] | MED
623 | 623 |  |  |  | Esterilizador de10 cuchillos con soporte magnético | Sterilizer, blades | Stérilisateur de 10 couteaux avec magnétique |  |  | EB | GE | ['Kitchen'] | ['Preparación Cook'] | ['Pre-Verduras'] | MED
624 | 624 |  |  |  | Esterilizador en punto de uso para endoscopia | Sterile Processing System for immersible surgical and diagnostic devices | Stérilisateur pour endoscopie |  |  | BI |  | ['Lav-Endo'] | ['Scope Storage'] | [''] | MED
625 | 625 |  |  |  | Esterilizador formaldehído, 2 puertas | Formaldehyde sterilizer, 2 door | Stérilisateur formaldéhyde, 2 portes |  |  | BI |  | ['CDSS'] | ['Esterilizar-Low Tª'] | [''] | MED
626 | 626 |  |  |  | Esterilizador, para basura hospitalario | Hospital waste sterilizer | Stérilisateur pour hôpital ordures |  |  | EB | GF | ['Basuras'] | ['Holding area (refrigerated)'] | [''] | MED
627 | 627 |  |  |  | Esterilizadora de Baja Temperatura de Peróxido de una sola Puerta | Sterilizer, Oxide Ethylene | Stérilisateurs à basse température peroxyde seule porte |  |  | BI |  | ['CDSS'] | ['Esterilizar-Low Tª'] | [''] | MED
628 | 628 |  |  |  | Estimulador calórico de aire para test vestibulares | Dry thermal examination of the vestibular organ by means of air | Calorique de l'air stimulateur essai vestibulaire |  |  | BI |  | ['Gabinete'] | ['PHONO-AUDIOLOGY CONSULTING OFFICE'] | [''] | MED
629 | 629 |  |  |  | Estimulador multifuncional | Tens | stimulateur multifonctions |  |  | BI |  | ['Rehabilitacion'] | ['ELECTROTHERAPY ROOM'] | ['rehb'] | MED
630 | 630 |  |  |  | Estractor plasma, manual | Manual plasma extractor | Extracteur de plasma, manuel |  |  | BI |  | ['Blood Bank'] | ['(Transfusion Service)', ''] | [''] | MED
631 | 631 |  |  |  | Estufa | Oven | Four |  |  | BI |  | ['Farmacia'] | ['Preparación de unidosis'] | [''] | MED
632 | 632 |  |  |  | Estufa de CO2 | CO2 incubator | Poêle CO2 |  |  | BI |  | ['LAB'] | ['GENETIC (& REPRODUCTIVE MEDICINE)', 'Microbiology'] | [''] | MED
633 | 633 |  |  |  | Estufa incubador de hasta 70ºC | Incubator, 70ºC | Incubateur, 70 ° C, |  |  | BI |  | ['LAB'] | ['Microbiology', 'Uroanalis'] | [''] | MED
634 | 634 |  |  |  | Estufa incubador de hasta 70ºC (250 l.) | Incubator, 70ºC, 250 L | Incubateur, 70 ° C, 250 L |  |  | BI |  | ['Blood Bank', 'LAB'] | ['Bioquímica + Hemato', 'GENETIC (& REPRODUCTIVE MEDICINE)', 'MOLECULA BIOLOGY LABORATORY', 'SEROLOGY'] | [''] | MED
635 | 635 |  |  |  | Estufa para secado | Oven, Drying, Small, w/Timer | Poêle pour le séchage |  |  | BI |  | ['Blood Bank', 'Blood Gas', 'LAB'] | ['Bioquímica + Hemato', '', 'GENETIC (& REPRODUCTIVE MEDICINE)', 'MOLECULA BIOLOGY LABORATORY', 'SEROLOGY'] | [''] | MED
636 | 636 |  |  |  | Estufa para secado | Oven, Drying, Small, w/Timer | Poêle pour le séchage |  | LB1965 | BI |  | ['Blood Bank', 'Blood Gas', 'LAB'] | ['Bioquímica + Hemato', '', 'GENETIC (& REPRODUCTIVE MEDICINE)', 'MOLECULA BIOLOGY LABORATORY', 'SEROLOGY'] | [''] | MED
637 | 637 |  |  |  | Estufa para secado y esterilización | Drying and sterilization oven | Séchage et la stérilisation four |  |  | BI |  | ['Farmacia', 'Histo-Pato'] | ['Preparación soluciones', 'histo'] | [''] | MED
638 | 638 |  |  |  | Extensor-Teñidor automático | Fully automated slide-maker stainer | Extenseur-Automate de coloration |  |  | BI |  | ['LAB'] | ['Core Lab'] | ['Hematologia + Hemostasia'] | MED
639 | 639 |  |  |  | Exterminador de insectos, techo | Ceiling Bug Exterminator | Exterminateur pour insecte, plafond |  |  | EB | GE | ['Cafeteria', 'Kitchen', 'LAVANDERIA'] | ['Cocina-Café', 'Tray Assembly Area', 'Washing area', 'Receiving'] | ['', 'Pot / Dish Washing Area'] | ST
640 | 640 |  |  |  | Extra por 3000 mm de profundidad | Extra, 3000 mm deep | Très profonde par 3000 mm |  |  | BI |  | ['CDSS'] | ['Lavar Carros'] | [''] | ST
641 | 641 |  |  |  | Extra por puerta de vidrio (1 puerta) | Additional Glass door | Porte en verre supplémentaires |  |  | BI |  | ['CDSS'] | ['Lavar Carros'] | [''] | ST
642 | 642 |  |  |  | Extractor automático | Purification of viral nucleic acids and bacterial DNA | Extracteur automatique |  |  | BI |  | ['LAB'] | ['Core Lab'] | ['Microbiología & Biología Molecular'] | ST
643 | 643 |  |  |  | Facoemulsificador con vitreofago | Combined platform w/vitrectomy and phacoemulsification system | Phacoémulsificateur avec vitreofago |  |  | BI |  | ['Hybrid OP', 'Operation room'] | ['Hybrid OP', 'Operatio room'] | [''] | MED
644 | 644 |  |  |  | Fibrobroncoscopio terapéutico pediátrico | Hystéroscopie diagnostique et thérapeutique | Bronchoscope pédiatrique thérapeutique |  |  | BI |  | ['Endo'] | ['Neumo'] | [''] | MED
645 | 645 |  |  |  | Fibroscopio de intubación, portátil | Portable Intubation Fiberscope | Portable Intubation Fibroscope |  |  | BI |  | ['CENTRAL ENFERMERIA', 'CENTRAL WORKSTATION', 'Hybrid OP', 'Operation room'] | ['CENTRAL ENFERMERIA', 'Hybrid OP', 'Operatio room'] | [''] | MED
646 | 646 |  |  |  | Flujómetro con transductor de flujo | Flowmeter with flow transducer | Débitmètre avec capteur de débit |  |  | BI |  | ['Gabinete'] | ['URO'] | [''] | MED
647 | 647 |  |  |  | Flujómetro de succión (Vacuómetro) | Regulator, Vacuum | Régulateur de vide |  |  | BI |  | ['ALMACEN', 'ALMACÉN DE EQUIPOS', 'BOX NICU', 'BOX UCI ADULTOS', 'BOX UCI PEDIATRICA', 'CATHLAB', 'CONSULTA GENERAL', 'DIÁLISIS', 'Endo', 'Gabinete', 'Holding Bay', 'Hybrid OP', 'INPATIENT RM', 'DOUBLE INPATIENT RM', 'PRESIDENTIAL INPATIENT ROOM', 'INPATIENT ISO RM', 'IV inyection', 'IV inyection PET', 'Minor Procedures', 'Nebulización', 'Observación', 'Operation room', 'Pre-Anesthesia', 'Prep/Recovery Room', 'RX Conv', 'SLEEP LAB', 'TAC', 'Telemando', 'Treatment Room', 'UTPR', 'UTPR DOBLE'] | ['Resp', 'ALMACÉN DE EQUIPOS', 'BOX DOBLE NICU', 'BOX NEO INTERMEDIO', 'BOX NICU', 'BOX TRIPLE NICU', 'BOX UCI ADULTOS', 'BOX UCI PEDIATRICA', 'CathLab', 'CONSULTA MAXILO', 'Dialisis', 'Endo-Base', 'Cardio', 'Und. Dental', 'Holding Bay', 'Hybrid OP', 'BARIATRIC INPATIENT ROOM', 'DOUBLE INPATIENT RM', 'INPATIENT RM', 'PEDS INPATIENT RM', 'PRESIDENTIAL INPATIENT ROOM', 'INPATIENT ISO RM', 'OBS DOUBLE INPATIENT RM', 'OBS INPATIENT RM', '', 'Quir menor', 'Nebulización', 'Observación', 'Operatio room', 'Anesthesia Work', 'Prep/Recovery Room', 'RX Conv', 'TAC', 'Telemando', 'Minor Procedures', 'UTPR', 'UTPR DOBLE'] | ['', 'rx', 'RX Conv', 'TAC', 'Remote Control RX', 'Quir menor'] | MED
648 | 648 |  |  |  | Flujómetro de succión (Vacuómetro) | Regulator, Vacuum | Régulateur de vide |  | MS1290 | BI |  | ['ALMACEN', 'ALMACÉN DE EQUIPOS', 'BOX NICU', 'BOX UCI ADULTOS', 'BOX UCI PEDIATRICA', 'CATHLAB', 'CONSULTA GENERAL', 'DIÁLISIS', 'Endo', 'Gabinete', 'Holding Bay', 'Hybrid OP', 'INPATIENT RM', 'DOUBLE INPATIENT RM', 'PRESIDENTIAL INPATIENT ROOM', 'INPATIENT ISO RM', 'IV inyection', 'IV inyection PET', 'Minor Procedures', 'Nebulización', 'Observación', 'Operation room', 'Pre-Anesthesia', 'Prep/Recovery Room', 'RX Conv', 'SLEEP LAB', 'TAC', 'Telemando', 'Treatment Room', 'UTPR', 'UTPR DOBLE'] | ['Resp', 'ALMACÉN DE EQUIPOS', 'BOX DOBLE NICU', 'BOX NEO INTERMEDIO', 'BOX NICU', 'BOX TRIPLE NICU', 'BOX UCI ADULTOS', 'BOX UCI PEDIATRICA', 'CathLab', 'CONSULTA MAXILO', 'Dialisis', 'Endo-Base', 'Cardio', 'Und. Dental', 'Holding Bay', 'Hybrid OP', 'BARIATRIC INPATIENT ROOM', 'DOUBLE INPATIENT RM', 'INPATIENT RM', 'PEDS INPATIENT RM', 'PRESIDENTIAL INPATIENT ROOM', 'INPATIENT ISO RM', 'OBS DOUBLE INPATIENT RM', 'OBS INPATIENT RM', '', 'Quir menor', 'Nebulización', 'Observación', 'Operatio room', 'Anesthesia Work', 'Prep/Recovery Room', 'RX Conv', 'TAC', 'Telemando', 'Minor Procedures', 'UTPR', 'UTPR DOBLE'] | ['', 'rx', 'RX Conv', 'TAC', 'Remote Control RX', 'Quir menor'] | MED
649 | 649 |  |  |  | Flujómetro de succión (Vacuómetro) | Regulator, Vacuum | Régulateur de vide |  | SUC001 | BI |  | ['ALMACEN', 'ALMACÉN DE EQUIPOS', 'BOX NICU', 'BOX UCI ADULTOS', 'BOX UCI PEDIATRICA', 'CATHLAB', 'CONSULTA GENERAL', 'DIÁLISIS', 'Endo', 'Gabinete', 'Holding Bay', 'Hybrid OP', 'INPATIENT RM', 'DOUBLE INPATIENT RM', 'PRESIDENTIAL INPATIENT ROOM', 'INPATIENT ISO RM', 'IV inyection', 'IV inyection PET', 'Minor Procedures', 'Nebulización', 'Observación', 'Operation room', 'Pre-Anesthesia', 'Prep/Recovery Room', 'RX Conv', 'SLEEP LAB', 'TAC', 'Telemando', 'Treatment Room', 'UTPR', 'UTPR DOBLE'] | ['Resp', 'ALMACÉN DE EQUIPOS', 'BOX DOBLE NICU', 'BOX NEO INTERMEDIO', 'BOX NICU', 'BOX TRIPLE NICU', 'BOX UCI ADULTOS', 'BOX UCI PEDIATRICA', 'CathLab', 'CONSULTA MAXILO', 'Dialisis', 'Endo-Base', 'Cardio', 'Und. Dental', 'Holding Bay', 'Hybrid OP', 'BARIATRIC INPATIENT ROOM', 'DOUBLE INPATIENT RM', 'INPATIENT RM', 'PEDS INPATIENT RM', 'PRESIDENTIAL INPATIENT ROOM', 'INPATIENT ISO RM', 'OBS DOUBLE INPATIENT RM', 'OBS INPATIENT RM', '', 'Quir menor', 'Nebulización', 'Observación', 'Operatio room', 'Anesthesia Work', 'Prep/Recovery Room', 'RX Conv', 'TAC', 'Telemando', 'Minor Procedures', 'UTPR', 'UTPR DOBLE'] | ['', 'rx', 'RX Conv', 'TAC', 'Remote Control RX', 'Quir menor'] | MED
650 | 650 |  |  |  | Flujómetro de succión (Vacuómetro) | Regulator, Vacuum | Régulateur de vide |  | rx | BI |  | ['ALMACEN', 'ALMACÉN DE EQUIPOS', 'BOX NICU', 'BOX UCI ADULTOS', 'BOX UCI PEDIATRICA', 'CATHLAB', 'CONSULTA GENERAL', 'DIÁLISIS', 'Endo', 'Gabinete', 'Holding Bay', 'Hybrid OP', 'INPATIENT RM', 'DOUBLE INPATIENT RM', 'PRESIDENTIAL INPATIENT ROOM', 'INPATIENT ISO RM', 'IV inyection', 'IV inyection PET', 'Minor Procedures', 'Nebulización', 'Observación', 'Operation room', 'Pre-Anesthesia', 'Prep/Recovery Room', 'RX Conv', 'SLEEP LAB', 'TAC', 'Telemando', 'Treatment Room', 'UTPR', 'UTPR DOBLE'] | ['Resp', 'ALMACÉN DE EQUIPOS', 'BOX DOBLE NICU', 'BOX NEO INTERMEDIO', 'BOX NICU', 'BOX TRIPLE NICU', 'BOX UCI ADULTOS', 'BOX UCI PEDIATRICA', 'CathLab', 'CONSULTA MAXILO', 'Dialisis', 'Endo-Base', 'Cardio', 'Und. Dental', 'Holding Bay', 'Hybrid OP', 'BARIATRIC INPATIENT ROOM', 'DOUBLE INPATIENT RM', 'INPATIENT RM', 'PEDS INPATIENT RM', 'PRESIDENTIAL INPATIENT ROOM', 'INPATIENT ISO RM', 'OBS DOUBLE INPATIENT RM', 'OBS INPATIENT RM', '', 'Quir menor', 'Nebulización', 'Observación', 'Operatio room', 'Anesthesia Work', 'Prep/Recovery Room', 'RX Conv', 'TAC', 'Telemando', 'Minor Procedures', 'UTPR', 'UTPR DOBLE'] | ['', 'rx', 'RX Conv', 'TAC', 'Remote Control RX', 'Quir menor'] | MED
651 | 651 |  |  |  | Flujómetro O2, alto flujo | Flowmeter, Oxygen, High Flow | O2 débitmètre, à haut débit |  | FLO900 | BI |  | ['ALMACEN', 'ALMACÉN DE EQUIPOS', 'BOX NICU', 'BOX UCI ADULTOS', 'BOX UCI PEDIATRICA', 'CATHLAB', 'CONSULTA GENERAL', 'DIÁLISIS', 'Endo', 'Gabinete', 'Holding Bay', 'Hybrid OP', 'INPATIENT RM', 'DOUBLE INPATIENT RM', 'PRESIDENTIAL INPATIENT ROOM', 'INPATIENT ISO RM', 'IV inyection', 'IV inyection PET', 'Minor Procedures', 'Nebulización', 'Observación', 'Operation room', 'Pre-Anesthesia', 'Prep/Recovery Room', 'RX Conv', 'SLEEP LAB', 'TAC', 'Telemando', 'Treatment Room', 'UTPR', 'UTPR DOBLE'] | ['Resp', 'ALMACÉN DE EQUIPOS', 'BOX DOBLE NICU', 'BOX NEO INTERMEDIO', 'BOX NICU', 'BOX TRIPLE NICU', 'BOX UCI ADULTOS', 'BOX UCI PEDIATRICA', 'CathLab', 'CONSULTA MAXILO', 'Dialisis', 'Endo-Base', 'Cardio', 'Und. Dental', 'Holding Bay', 'Hybrid OP', 'BARIATRIC INPATIENT ROOM', 'DOUBLE INPATIENT RM', 'INPATIENT RM', 'PEDS INPATIENT RM', 'PRESIDENTIAL INPATIENT ROOM', 'INPATIENT ISO RM', 'OBS DOUBLE INPATIENT RM', 'OBS INPATIENT RM', '', 'Quir menor', 'Nebulización', 'Observación', 'Operatio room', 'Anesthesia Work', 'Prep/Recovery Room', 'RX Conv', 'TAC', 'Telemando', 'Minor Procedures', 'UTPR', 'UTPR DOBLE'] | ['', 'rx', 'RX Conv', 'TAC', 'Remote Control RX', 'Quir menor'] | MED
652 | 652 |  |  |  | Flujómetro O2, alto flujo | Flowmeter, Oxygen, High Flow | O2 débitmètre, à haut débit |  |  | BI |  | ['ALMACEN', 'ALMACÉN DE EQUIPOS', 'BOX NICU', 'BOX UCI ADULTOS', 'BOX UCI PEDIATRICA', 'CATHLAB', 'CONSULTA GENERAL', 'DIÁLISIS', 'Endo', 'Gabinete', 'Holding Bay', 'Hybrid OP', 'INPATIENT RM', 'DOUBLE INPATIENT RM', 'PRESIDENTIAL INPATIENT ROOM', 'INPATIENT ISO RM', 'IV inyection', 'IV inyection PET', 'Minor Procedures', 'Nebulización', 'Observación', 'Operation room', 'Pre-Anesthesia', 'Prep/Recovery Room', 'RX Conv', 'SLEEP LAB', 'TAC', 'Telemando', 'Treatment Room', 'UTPR', 'UTPR DOBLE'] | ['Resp', 'ALMACÉN DE EQUIPOS', 'BOX DOBLE NICU', 'BOX NEO INTERMEDIO', 'BOX NICU', 'BOX TRIPLE NICU', 'BOX UCI ADULTOS', 'BOX UCI PEDIATRICA', 'CathLab', 'CONSULTA MAXILO', 'Dialisis', 'Endo-Base', 'Cardio', 'Und. Dental', 'Holding Bay', 'Hybrid OP', 'BARIATRIC INPATIENT ROOM', 'DOUBLE INPATIENT RM', 'INPATIENT RM', 'PEDS INPATIENT RM', 'PRESIDENTIAL INPATIENT ROOM', 'INPATIENT ISO RM', 'OBS DOUBLE INPATIENT RM', 'OBS INPATIENT RM', '', 'Quir menor', 'Nebulización', 'Observación', 'Operatio room', 'Anesthesia Work', 'Prep/Recovery Room', 'RX Conv', 'TAC', 'Telemando', 'Minor Procedures', 'UTPR', 'UTPR DOBLE'] | ['', 'rx', 'RX Conv', 'TAC', 'Remote Control RX', 'Quir menor'] | MED
653 | 653 |  |  |  | Flujómetro O2, alto flujo | Flowmeter, Oxygen, High Flow | O2 débitmètre, à haut débit |  | MS1280 | BI |  | ['ALMACEN', 'ALMACÉN DE EQUIPOS', 'BOX NICU', 'BOX UCI ADULTOS', 'BOX UCI PEDIATRICA', 'CATHLAB', 'CONSULTA GENERAL', 'DIÁLISIS', 'Endo', 'Gabinete', 'Holding Bay', 'Hybrid OP', 'INPATIENT RM', 'DOUBLE INPATIENT RM', 'PRESIDENTIAL INPATIENT ROOM', 'INPATIENT ISO RM', 'IV inyection', 'IV inyection PET', 'Minor Procedures', 'Nebulización', 'Observación', 'Operation room', 'Pre-Anesthesia', 'Prep/Recovery Room', 'RX Conv', 'SLEEP LAB', 'TAC', 'Telemando', 'Treatment Room', 'UTPR', 'UTPR DOBLE'] | ['Resp', 'ALMACÉN DE EQUIPOS', 'BOX DOBLE NICU', 'BOX NEO INTERMEDIO', 'BOX NICU', 'BOX TRIPLE NICU', 'BOX UCI ADULTOS', 'BOX UCI PEDIATRICA', 'CathLab', 'CONSULTA MAXILO', 'Dialisis', 'Endo-Base', 'Cardio', 'Und. Dental', 'Holding Bay', 'Hybrid OP', 'BARIATRIC INPATIENT ROOM', 'DOUBLE INPATIENT RM', 'INPATIENT RM', 'PEDS INPATIENT RM', 'PRESIDENTIAL INPATIENT ROOM', 'INPATIENT ISO RM', 'OBS DOUBLE INPATIENT RM', 'OBS INPATIENT RM', '', 'Quir menor', 'Nebulización', 'Observación', 'Operatio room', 'Anesthesia Work', 'Prep/Recovery Room', 'RX Conv', 'TAC', 'Telemando', 'Minor Procedures', 'UTPR', 'UTPR DOBLE'] | ['', 'rx', 'RX Conv', 'TAC', 'Remote Control RX', 'Quir menor'] | MED
654 | 654 |  |  |  | Flujómetro O2, alto flujo | Flowmeter, Oxygen, High Flow | O2 débitmètre, à haut débit |  | rx | BI |  | ['ALMACEN', 'ALMACÉN DE EQUIPOS', 'BOX NICU', 'BOX UCI ADULTOS', 'BOX UCI PEDIATRICA', 'CATHLAB', 'CONSULTA GENERAL', 'DIÁLISIS', 'Endo', 'Gabinete', 'Holding Bay', 'Hybrid OP', 'INPATIENT RM', 'DOUBLE INPATIENT RM', 'PRESIDENTIAL INPATIENT ROOM', 'INPATIENT ISO RM', 'IV inyection', 'IV inyection PET', 'Minor Procedures', 'Nebulización', 'Observación', 'Operation room', 'Pre-Anesthesia', 'Prep/Recovery Room', 'RX Conv', 'SLEEP LAB', 'TAC', 'Telemando', 'Treatment Room', 'UTPR', 'UTPR DOBLE'] | ['Resp', 'ALMACÉN DE EQUIPOS', 'BOX DOBLE NICU', 'BOX NEO INTERMEDIO', 'BOX NICU', 'BOX TRIPLE NICU', 'BOX UCI ADULTOS', 'BOX UCI PEDIATRICA', 'CathLab', 'CONSULTA MAXILO', 'Dialisis', 'Endo-Base', 'Cardio', 'Und. Dental', 'Holding Bay', 'Hybrid OP', 'BARIATRIC INPATIENT ROOM', 'DOUBLE INPATIENT RM', 'INPATIENT RM', 'PEDS INPATIENT RM', 'PRESIDENTIAL INPATIENT ROOM', 'INPATIENT ISO RM', 'OBS DOUBLE INPATIENT RM', 'OBS INPATIENT RM', '', 'Quir menor', 'Nebulización', 'Observación', 'Operatio room', 'Anesthesia Work', 'Prep/Recovery Room', 'RX Conv', 'TAC', 'Telemando', 'Minor Procedures', 'UTPR', 'UTPR DOBLE'] | ['', 'rx', 'RX Conv', 'TAC', 'Remote Control RX', 'Quir menor'] | MED
655 | 655 |  |  |  | Flujómetro O2, bajo flujo | Flowmeter, Oxygen, Low Flow | O2 débitmètre, faible débit |  |  | BI |  | ['INPATIENT RM', 'DOUBLE INPATIENT RM', 'PRESIDENTIAL INPATIENT ROOM', 'INPATIENT ISO RM', 'SLEEP LAB'] | ['BARIATRIC INPATIENT ROOM', 'DOUBLE INPATIENT RM', 'INPATIENT RM', 'PEDS INPATIENT RM', 'PRESIDENTIAL INPATIENT ROOM', 'INPATIENT ISO RM', 'OBS DOUBLE INPATIENT RM', 'OBS INPATIENT RM'] | [''] | MED
656 | 656 |  |  |  | Flujómetro, aire, 50 PSI | Flowmeter, Air, Connect w/50 PSI Supply | Débitmètre, Air, 50 PSI |  |  | BI |  | ['ALMACEN', 'ALMACÉN DE EQUIPOS', 'BOX NICU', 'BOX UCI ADULTOS', 'BOX UCI PEDIATRICA', 'CATHLAB', 'DIÁLISIS', 'Endo', 'Gabinete', 'Holding Bay', 'Hybrid OP', 'INPATIENT RM', 'DOUBLE INPATIENT RM', 'PRESIDENTIAL INPATIENT ROOM', 'INPATIENT ISO RM', 'IV inyection', 'Nebulización', 'Observación', 'Operation room', 'Pre-Anesthesia', 'Prep/Recovery Room', 'RX Conv', 'SLEEP LAB', 'TAC', 'Telemando', 'UTPR', 'UTPR DOBLE'] | ['Resp', 'ALMACÉN DE EQUIPOS', 'BOX DOBLE NICU', 'BOX NEO INTERMEDIO', 'BOX NICU', 'BOX TRIPLE NICU', 'BOX UCI ADULTOS', 'BOX UCI PEDIATRICA', 'CathLab', 'Dialisis', 'Endo-Base', 'Cardio', 'Und. Dental', 'Holding Bay', 'Hybrid OP', 'BARIATRIC INPATIENT ROOM', 'DOUBLE INPATIENT RM', 'INPATIENT RM', 'PEDS INPATIENT RM', 'PRESIDENTIAL INPATIENT ROOM', 'INPATIENT ISO RM', 'OBS DOUBLE INPATIENT RM', 'OBS INPATIENT RM', '', 'Nebulización', 'Observación', 'Operatio room', 'Anesthesia Work', 'Prep/Recovery Room', 'RX Conv', 'TAC', 'Telemando', 'UTPR', 'UTPR DOBLE'] | ['', 'rx', 'RX Conv', 'TAC', 'Remote Control RX'] | MED
657 | 657 |  |  |  | Flujómetro, aire, 50 PSI | Flowmeter, Air, Connect w/50 PSI Supply | Débitmètre, Air, 50 PSI |  | MS1270 | BI |  | ['ALMACEN', 'ALMACÉN DE EQUIPOS', 'BOX NICU', 'BOX UCI ADULTOS', 'BOX UCI PEDIATRICA', 'CATHLAB', 'DIÁLISIS', 'Endo', 'Gabinete', 'Holding Bay', 'Hybrid OP', 'INPATIENT RM', 'DOUBLE INPATIENT RM', 'PRESIDENTIAL INPATIENT ROOM', 'INPATIENT ISO RM', 'IV inyection', 'Nebulización', 'Observación', 'Operation room', 'Pre-Anesthesia', 'Prep/Recovery Room', 'RX Conv', 'SLEEP LAB', 'TAC', 'Telemando', 'UTPR', 'UTPR DOBLE'] | ['Resp', 'ALMACÉN DE EQUIPOS', 'BOX DOBLE NICU', 'BOX NEO INTERMEDIO', 'BOX NICU', 'BOX TRIPLE NICU', 'BOX UCI ADULTOS', 'BOX UCI PEDIATRICA', 'CathLab', 'Dialisis', 'Endo-Base', 'Cardio', 'Und. Dental', 'Holding Bay', 'Hybrid OP', 'BARIATRIC INPATIENT ROOM', 'DOUBLE INPATIENT RM', 'INPATIENT RM', 'PEDS INPATIENT RM', 'PRESIDENTIAL INPATIENT ROOM', 'INPATIENT ISO RM', 'OBS DOUBLE INPATIENT RM', 'OBS INPATIENT RM', '', 'Nebulización', 'Observación', 'Operatio room', 'Anesthesia Work', 'Prep/Recovery Room', 'RX Conv', 'TAC', 'Telemando', 'UTPR', 'UTPR DOBLE'] | ['', 'rx', 'RX Conv', 'TAC', 'Remote Control RX'] | MED
658 | 658 |  |  |  | Flujómetro, aire, 50 PSI | Flowmeter, Air, Connect w/50 PSI Supply | Débitmètre, Air, 50 PSI |  | rx | BI |  | ['ALMACEN', 'ALMACÉN DE EQUIPOS', 'BOX NICU', 'BOX UCI ADULTOS', 'BOX UCI PEDIATRICA', 'CATHLAB', 'DIÁLISIS', 'Endo', 'Gabinete', 'Holding Bay', 'Hybrid OP', 'INPATIENT RM', 'DOUBLE INPATIENT RM', 'PRESIDENTIAL INPATIENT ROOM', 'INPATIENT ISO RM', 'IV inyection', 'Nebulización', 'Observación', 'Operation room', 'Pre-Anesthesia', 'Prep/Recovery Room', 'RX Conv', 'SLEEP LAB', 'TAC', 'Telemando', 'UTPR', 'UTPR DOBLE'] | ['Resp', 'ALMACÉN DE EQUIPOS', 'BOX DOBLE NICU', 'BOX NEO INTERMEDIO', 'BOX NICU', 'BOX TRIPLE NICU', 'BOX UCI ADULTOS', 'BOX UCI PEDIATRICA', 'CathLab', 'Dialisis', 'Endo-Base', 'Cardio', 'Und. Dental', 'Holding Bay', 'Hybrid OP', 'BARIATRIC INPATIENT ROOM', 'DOUBLE INPATIENT RM', 'INPATIENT RM', 'PEDS INPATIENT RM', 'PRESIDENTIAL INPATIENT ROOM', 'INPATIENT ISO RM', 'OBS DOUBLE INPATIENT RM', 'OBS INPATIENT RM', '', 'Nebulización', 'Observación', 'Operatio room', 'Anesthesia Work', 'Prep/Recovery Room', 'RX Conv', 'TAC', 'Telemando', 'UTPR', 'UTPR DOBLE'] | ['', 'rx', 'RX Conv', 'TAC', 'Remote Control RX'] | MED
659 | 659 |  |  |  | Fonendoscopio | stethoscope | stéthoscope |  |  | BI |  | ['CONSULTA GENERAL'] | ['CONSULTA GENERAL', 'CONSULTA GINECOBS', 'CONSULTA NICU', 'CONSULTA PEDIATRI'] | [''] | MED
660 | 660 |  |  |  | Fotocopiadora / Scanner / Impresora | Copy, Scan, print , equip. | Copieur / Scanner / Imprimante |  |  | X COMDTO |  | ['COPY ROOM'] | ['COPY ROOM'] | [''] | ST
661 | 661 |  |  |  | Fotóforo c/fuente de luz | Head light w/ power source | Phare médicale c / source de lumière |  |  | BI |  | ['Hybrid OP', 'Operation room'] | ['Hybrid OP', 'Operatio room'] | [''] | MED
662 | 662 |  |  |  | Fregadero 700 x 700 x 300 mm | Sink 700 x 700 x 300 mm | Évier 700 x 700 x 300 mm |  |  | EB | GE | ['Cafeteria', 'Kitchen'] | ['café-SERV', 'Preparación Cook'] | ['', 'Pre-Dietas'] | ST
663 | 663 |  |  |  | Fregadero 700 x 700 x 300 mm | Sink 700 x 700 x 300 mm | Évier 700 x 700 x 300 mm |  |  | EB | GF | ['Cafeteria', 'Kitchen'] | ['café-SERV', 'Preparación Cook'] | ['', 'Pre-Dietas'] | ST
664 | 664 |  |  |  | Fregadero, 2 cuvetas 2400 mmm | Sink Unit 2 Bowls+Drainers 2400 Mm | Évier, 2 cuves 2400 mmm |  |  | EB | GF | ['Kitchen'] | ['Tray Assembly Area'] | [''] | ST
665 | 665 |  |  |  | Fregadero, acero inox, doble | Sink, SS, Double Compartment, 10x14x16 ID | Lavabo, acier inox, deux compartiments, 10x14x16 ID |  | FC1410 | EB | GF | ['Alimentación', 'BREAKOUT AREA'] | ['Nourishment', 'BREAKOUT AREA'] | [''] | ST
666 | 666 |  |  |  | Fregadero, acero inox, simple | Sink, SS, Single Compartment, 12x28x16 ID | Évier, SS, seul compartiment, 12x28x16 ID |  | FC1400 | EB | GF | ['Ante-Room', 'MORGUE'] | ['Ante-Room', 'Body preparation room'] | [''] | ST
667 | 667 |  |  |  | Fregadero, acero inox, simple, peq. | Sink, SS, Single Compartment, 7.5x12x12 ID | Évier en acier inoxy, 1compartiment, 7.5x12x12 ID |  | FC1360 | EB | GF | ['Kitchen', 'Lounge', 'Staff Lounge'] | ['Kitchen', 'Lounge', 'Staff Lounge'] | [''] | ST
668 | 668 |  |  |  | Fregadero, hondo, 2 cuvetas 1800 mm | Soaking Sink Unit 2 Bowls 1800 Mm | Evier, 2 cuve, profond |  |  | EB | GF | ['Kitchen'] | ['Washing area'] | ['Pot / Dish Washing Area'] | ST
669 | 669 |  |  |  | Freidora, elc, 2x14L | Electric Fryer 2x14 Lt | Friteuse électrique 2x14 Lt |  |  | EB | GE | ['Cafeteria'] | ['Cocina-Café'] | [''] | ST
670 | 670 |  |  |  | Freidora, gas, 15 L | Gas fryer, 15 L | Friteuse, gaz, 15 L |  |  | EB | GE | ['Cafeteria'] | ['café-SERV'] | [''] | ST
671 | 671 |  |  |  | Frigorífico con congelador | Fridge with Freezer | Réfrigérateur avec congélateur |  |  | EB | GE | ['Care-Neonato', 'Frío', 'sala estar personal'] | ['Biberonería', 'Frío', 'ESTAR DE PERSONAL'] | [''] | ST
672 | 672 |  |  |  | Fry-Top a gas, placa lisa |  | Fry-top, gas plaque lisse |  |  | EB | GE | [] | [] | [] | ST
673 | 673 |  |  |  | Frytop, 1 plaza | Frytop, 1 place | Frytop, 1 espace |  |  | EB | GE | ['Cafeteria'] | ['café-SERV'] | [''] | ST
674 | 674 |  |  |  | Gafas Pb | Pb Glasses | Lunettes Pb |  |  | BI |  | ['CATHLAB'] | ['CathLab'] | ['rx'] | MED
675 | 675 |  |  |  | Gammacamara A | Gammacamera A | Gamma caméra A |  |  | BI |  | ['Gammacamara'] | ['Gammacamara'] | ['rx'] | MED
676 | 676 |  |  |  | Gammacamara B | Gammacamera B | Gamma caméra b |  |  | BI |  | ['Gammacamara'] | ['Gammacamara'] | ['rx'] | MED
677 | 677 |  |  |  | Gammacámara robotizada doble cabezal, colimador, SPECT, detectores ganglio centinela, activimetro | Gammacamera, double head (Spect) | Double-tête robot caméra gamma, détecteurs collimateur SPECT sentinelle activimètre de noeud |  |  | BI |  | ['Gammacamara'] | ['Gammacamara'] | ['rx'] | MED
678 | 678 |  |  |  | GDX (Polarimetría Láser) | GDx Scanning Laser Polarimeter | GDX (Polarimetría laser) |  |  | BI |  | ['Gabinete'] | ['GLAUCOME UNIT'] | [''] | MED
679 | 679 |  |  |  | Generador de señal | Generator, Function | Signal Generator |  |  | EB | GE | ['Taller'] | ['Taller', ''] | [''] | MED
680 | 680 |  |  |  | Generador Pulso | Generator, Pulse | Générateur, Pulse |  |  | EB | GE | ['Taller'] | ['Taller', ''] | [''] | MED
681 | 681 |  |  |  | Glucómetro | Analyzer, Glucose, Hand Held | Analyseur de glucose, de poche |  | LB1355 | BI |  | ['Care-Neonato', 'CENTRAL WORKSTATION'] | ['Base', 'Central Workstation'] | [''] | MED
682 | 682 |  |  |  | Goniómetro para grandes articulaciones | Goniometer for large joints | Gioniomètre grosses articulations |  |  | BI |  | ['CONSULTA GENERAL', 'Gabinete'] | ['CONSULTA REHABILITA', 'Trauma'] | [''] | MED
683 | 683 |  |  |  | Goniómetro para pequeñas articulaciones | Goniometer (for hands) | Goniomètre petit |  |  | BI |  | ['CONSULTA GENERAL', 'Gabinete'] | ['CONSULTA REHABILITA', 'Trauma'] | [''] | MED
684 | 684 |  |  |  | Grabadora lectora de Holter | Holter Recorder reader | Enregistreur Holter lecteur |  |  | BI |  | ['Gabinete'] | ['Cardio'] | [''] | MED
685 | 685 |  |  |  | Granatario de 2 Kg | Granatario de 2 Kg | Granatario 2 kg |  |  | BI |  | ['Farmacia'] | ['Preparación soluciones'] | [''] | MED
686 | 686 |  |  |  | Grúa movilización pacientes | Lift mobilization patients | Lève-personne |  |  | EB | GE | ['CENTRAL ENFERMERIA', 'CENTRAL WORKSTATION'] | ['CENTRAL ENFERMERIA'] | [''] | MED
687 | 687 |  |  |  | Guantes Pb | Pb Gloves | Gants de pb |  |  | BI |  | ['CONSULTA GENERAL'] | ['CONSULTA MAXILO'] | [''] | ST
688 | 688 |  |  |  | Guia Correbandejas |  | Guide pour plateau |  |  | EB | GF | [] | [] | [] | ST
689 | 689 |  |  |  | Guia Correbandejas, 1200 |  | Guide pour plateau, 1200 mm |  |  | EB | GF | [] | [] | [] | ST
690 | 690 |  |  |  | Guia correbandejas, 1600 |  | Guide pour plateau, 1600 mm |  |  | EB | GF | [] | [] | [] | ST
691 | 691 |  |  |  | Guia correbandejas, 800 |  | Guide pour plateau, 800 mm |  |  | EB | GF | [] | [] | [] | ST
692 | 692 |  |  |  | Guías centradoras para posicionamiento de carros de transporte | Centering guides for positioning trolleys | Guides de centrage pour chariots de positionnement |  |  | BI |  | ['CDSS'] | ['Lavar Carros'] | [''] | ST
693 | 693 |  |  |  | Hibridador | Hibridizer | Hybrideur |  |  | BI |  | ['LAB'] | ['MOLECULA BIOLOGY LABORATORY'] | [''] | MED
694 | 694 |  |  |  | Hidrocolator calor para 4 compresas | Hidrocolator, 4 places | Chaleur Hydrocollator pour 4 paquets |  |  | BI |  | ['Rehabilitacion'] | ['HYDROTHERAPHIE'] | ['rehb'] | MED
695 | 695 |  |  |  | Hidrolimpiadora | Hidrocleanner Pressure Water | Hydronettoyante |  |  | EB | GE | ['Basuras', 'Bed Washer', 'Kitchen', 'LAVANDERIA'] | ['Cart Decontamination & Cleaning', 'Bed Washer', 'Washing area', 'Cart Washer'] | ['', 'Cart Washing Area'] | ST
696 | 696 |  |  |  | Histeroscopio diagnostico y terapéutico | Diagnostic and therapeutic hysteroscopy | Hystéroscopie diagnostique et thérapeutique |  |  | BI |  | ['Endo', 'Hybrid OP', 'Operation room'] | ['Gine&Obs', 'Hybrid OP', 'Operatio room'] | [''] | MED
697 | 697 |  |  |  | Holter ECG | ECG Holter | Holter ECG |  |  | BI |  | ['Gabinete'] | ['Cardio'] | [''] | MED
698 | 698 |  |  |  | Holter NIBP | NIBP Holter | PNI Holter |  |  | BI |  | ['Gabinete'] | ['Cardio'] | [''] | MED
699 | 699 |  |  |  | Holter NIBP (II) | Holter NIBP (II) | PNI Holter (II) |  |  | BI |  | ['Gabinete'] | ['Cardio'] | [''] | MED
700 | 700 |  |  |  | Homogeneizador II | Homogenizer II | homogénéisateur II |  |  | BI |  | ['Farmacia'] | ['Preparación de unidosis', 'Preparación soluciones'] | [''] | MED
701 | 701 |  |  |  | Horno esterilizador y despirogenerador de calor seco | Oven, incubator | Chaleur sèche four despirogenerador du stérilisateur |  |  | BI |  | ['Farmacia'] | ['Preparación de unidosis'] | [''] | MED
702 | 702 |  |  |  | Horno microondas | Oven, Microwave, Consumer | Four, micro-ondes, consommation |  | FS1700 | EB | GE | ['Kitchen', 'Lounge', 'Staff Lounge'] | ['Kitchen', 'Lounge', 'Staff Lounge'] | [''] | ST
703 | 703 |  |  |  | Impedanciometro / Timpanómetro | Audiometer & Impedance screener | Impedanciometre / Tympanometer |  |  | BI |  | ['Gabinete'] | ['PHONO-AUDIOLOGY CONSULTING OFFICE'] | [''] | MED
704 | 704 |  |  |  | Impedanciometro portátil | Tympanometer with Printer | Impedanciometre ordinateur portable |  |  | BI |  | ['Gabinete'] | ['PHONO-AUDIOLOGY CONSULTING OFFICE'] | [''] | MED
705 | 705 |  |  |  | Impresora | Printer, Computer | Imprimante, ordinateur |  | MS1510 | EB | GF | ['Aula', 'Blood Bank', 'Blood Gas', 'DESPACHO INDIVIDUAL', 'LAVANDERIA', 'Open Office Area', 'Rehabilitacion', 'Security Office', 'SUB-STERIL RM'] | ['DESPACHO INDIVIDUAL', '(Transfusion Service)', '', 'Distribution (Cart Storage Dispatch)', 'Office Unit Head, Laundry', 'Open Office Area', 'Lenguage', 'Security Office', 'Dispatchers control cubicle'] | [''] | ST
706 | 706 |  |  |  | Impresora / Fax | Printer/Copier/Fax Combination | Imprimante / Fax |  |  | IT |  | ['ADMIN WORK AREA', 'Blood Bank', 'Care-Neonato', 'Cashier', 'CATHLAB', 'CENTRAL WORKSTATION', 'Control room', 'DENSITÓMETRO', 'Extracción', 'Farmacia', 'Gabinete', 'Gammacamara', 'LAB', 'Medicación', 'Meeting Room', 'PET', 'Pre-Anesthesia', 'Recepcion', 'RMN', 'RX Conv', 'Seguridad', 'TAC', 'Telemando', 'Telemedicina'] | ['ADMIN WORK AREA', 'Bioquímica + Hemato', 'Base', '', 'Despacho Clinc', 'Central Workstation', 'SAMPLE TAKING', 'Gabinete - Base', 'GENETIC (& REPRODUCTIVE MEDICINE)', 'MOLECULA BIOLOGY LABORATORY', 'Preanalitica', 'SEROLOGY', 'Medicación', 'Sala Multipropósito', 'PET', 'Anesthesia Work', 'Recepcion', 'RMN', 'RX Conv', 'Seguridad', 'TAC', 'Telemando', 'Telemedicina'] | ['', 'rx', 'Auto', 'Despacho Clinc'] | ST
707 | 707 |  |  |  | Impresora / Fax | Printer/Copier/Fax Combination | Imprimante / Fax |  | MS1530 | IT |  | ['ADMIN WORK AREA', 'Blood Bank', 'Care-Neonato', 'Cashier', 'CATHLAB', 'CENTRAL WORKSTATION', 'Control room', 'DENSITÓMETRO', 'Extracción', 'Farmacia', 'Gabinete', 'Gammacamara', 'LAB', 'Medicación', 'Meeting Room', 'PET', 'Pre-Anesthesia', 'Recepcion', 'RMN', 'RX Conv', 'Seguridad', 'TAC', 'Telemando', 'Telemedicina'] | ['ADMIN WORK AREA', 'Bioquímica + Hemato', 'Base', '', 'Despacho Clinc', 'Central Workstation', 'SAMPLE TAKING', 'Gabinete - Base', 'GENETIC (& REPRODUCTIVE MEDICINE)', 'MOLECULA BIOLOGY LABORATORY', 'Preanalitica', 'SEROLOGY', 'Medicación', 'Sala Multipropósito', 'PET', 'Anesthesia Work', 'Recepcion', 'RMN', 'RX Conv', 'Seguridad', 'TAC', 'Telemando', 'Telemedicina'] | ['', 'rx', 'Auto', 'Despacho Clinc'] | ST
708 | 708 |  |  |  | Impresora / Fax | Printer/Copier/Fax Combination | Imprimante / Fax |  | rx | IT |  | ['ADMIN WORK AREA', 'Blood Bank', 'Care-Neonato', 'Cashier', 'CATHLAB', 'CENTRAL WORKSTATION', 'Control room', 'DENSITÓMETRO', 'Extracción', 'Farmacia', 'Gabinete', 'Gammacamara', 'LAB', 'Medicación', 'Meeting Room', 'PET', 'Pre-Anesthesia', 'Recepcion', 'RMN', 'RX Conv', 'Seguridad', 'TAC', 'Telemando', 'Telemedicina'] | ['ADMIN WORK AREA', 'Bioquímica + Hemato', 'Base', '', 'Despacho Clinc', 'Central Workstation', 'SAMPLE TAKING', 'Gabinete - Base', 'GENETIC (& REPRODUCTIVE MEDICINE)', 'MOLECULA BIOLOGY LABORATORY', 'Preanalitica', 'SEROLOGY', 'Medicación', 'Sala Multipropósito', 'PET', 'Anesthesia Work', 'Recepcion', 'RMN', 'RX Conv', 'Seguridad', 'TAC', 'Telemando', 'Telemedicina'] | ['', 'rx', 'Auto', 'Despacho Clinc'] | ST
709 | 709 |  |  |  | Impresora térmica Touch Screen en lavadoras | Printer, touch screen Washing machine | Thermal Printer, Touch Screen machines à laver |  |  | EB | GE | ['CDSS'] | ['Empaquetar', 'Lavar-Mat'] | ['', 't'] | MED
710 | 710 |  |  |  | Impresora, registro de datos, eléctrico | Imprinter, Data Record, Electric | Imprimeuse, données d'enregistrement, électrique |  | MS1500 | EB | GF | ['Care-Neonato', 'Cashier', 'CENTRAL WORKSTATION', 'Recepcion'] | ['Base', '', 'Central Workstation', 'Recepcion'] | [''] | MED
711 | 711 |  |  |  | Impresora, tubos | Printer, Label Test Tube (Compact) | Imprimante,tubes |  | LB2305 | BI |  | ['Blood Bank', 'LAB'] | ['(Transfusion Service)', 'Bioquímica + Hemato', 'GENETIC (& REPRODUCTIVE MEDICINE)', 'MOLECULA BIOLOGY LABORATORY', 'SEROLOGY'] | [''] | MED
712 | 712 |  |  |  | Incubadora de cuidados intensivos | Intensive care incubator | Incubateur soins intensifs |  |  | BI |  | ['BOX NICU'] | ['BOX DOBLE NICU', 'BOX NEO INTERMEDIO', 'BOX NICU', 'BOX TRIPLE NICU'] | [''] | MED
713 | 713 |  |  |  | Infusor rápido con calentamiento de fluidos | Fast Flow Fluid Warmer | Infusion rapide de chauffage fluide |  |  | X COMDTO |  | ['Hybrid OP', 'Operation room'] | ['Hybrid OP', 'Operatio room'] | [''] | MED
714 | 714 |  |  |  | Inmunoteñidor automático | Immunostainer, automatic | Immunostainer automatique |  |  | BI |  | ['Histo-Pato', 'LAB'] | ['cito', 'histo', 'MOLECULA BIOLOGY LABORATORY'] | [''] | MED
715 | 715 |  |  |  | Inyector automatico de contraste para CT | CT Injection System | Système d'injection CT |  | rx | BI |  | ['PET', 'TAC'] | ['PET', 'TAC'] | ['PET', 'TAC'] | MED
716 | 716 |  |  |  | Inyector de medios de contraste RMN | Injector for MR contrast media | Injecteur de produits de contraste RMN |  | rx | BI |  | ['RMN'] | ['RMN'] | ['RMN'] | MED
717 | 717 |  |  |  | Jabonera | Soap dish | Porte savon |  | AC-08 | EB | SW | ['Guest Room'] | ['Guest Room'] | [''] | ST
718 | 718 |  |  |  | Jara para anaerobios | Anaerobic, container | Anaérobie, contenant |  |  | BI |  | ['LAB'] | ['Microbiology'] | [''] | MED
719 | 719 |  |  |  | Jaula de Radiofrecuencia | Faraday cage | Faraday cage |  | rx | BI |  | ['RMN'] | ['RMN'] | ['RMN'] | MED
720 | 720 |  |  |  | Juego 4 cuñas Skay diferentes tamaños | Wedge, set | Jeu 4 cousin différentes tailles |  |  | BI |  | ['Rehabilitacion'] | ['MECANOTHERAPY'] | ['rehb'] | MED
721 | 721 |  |  |  | Juego de ayudas técnicas inodoro | Set disable accesories | Ensemble de toilette assistance |  | TA08 | EB | SW | ['Aseo'] | ['ASEO DOBLE', 'ASEO INDIVIDUAL', 'ASEO MULTIPLE'] | [''] | MED
722 | 722 |  |  |  | Juego de pesas con soporte | Weight set with stand | Réglez le poids avec support |  |  | BI |  | ['Rehabilitacion'] | ['MECANOTHERAPY'] | ['rehb'] | MED
723 | 723 |  |  |  | Juego de racks para almacenar | Rack accessories for storage | Réglez racks pour stocker |  |  | EB | GF | ['CDSS'] | ['Insumo esterilización'] | [''] | MED
724 | 724 |  |  |  | Juego de rulos | Rollers set | Bigoudis de jeu |  |  | BI |  | ['Rehabilitacion'] | ['MECANOTHERAPY'] | ['rehb'] | MED
725 | 725 |  |  |  | Juego de tamices para polvo grueso, fino y muy fino | Sieve coarse dust, fine and very fine | Tamisez la poussière grossière, fine et très fine |  |  | BI |  | ['Farmacia'] | ['Preparación soluciones'] | [''] | MED
726 | 726 |  |  |  | Juego, isla | Play island | Jouez île |  |  | EB | GF | ['Play Area'] | ['Play Area'] | [''] | MED
727 | 727 |  |  |  | Juegos de 6 sacos en skay en arena de 1/2 a 5 kg. | Sand bags, set in 1/2 to 5 kg. | Sacs de sable Jeux de 6 ciel 1/2 à 5 kg. |  |  | BI |  | ['Rehabilitacion'] | ['MECANOTHERAPY'] | ['rehb'] | MED
728 | 728 |  |  |  | Kanban, estanterias, cont | K-shelving - Cont | Kanban, étagères, suite |  |  | MC |  | ['Medicación', 'Taller'] | ['Medicación', 'Taller', ''] | [''] | MED
729 | 729 |  |  |  | Kanban, estanterias, inc | K-shelving - Inc | Kanban, étagères, inc |  |  | MC |  | ['Medicación', 'Taller'] | ['Medicación', 'Taller', ''] | [''] | MED
730 | 730 |  |  |  | Kanban, set, grd. | Set Kanban, big | Kanban, ensemble, grd. |  |  | MC |  | ['Medicación', 'Taller'] | ['Medicación', 'Taller', ''] | [''] | MED
731 | 731 |  |  |  | Kanban, set, peq. | Set Kanban, small | Réglez Kanban, petit |  |  | MC |  | ['Medicación', 'Taller'] | ['Medicación', 'Taller', ''] | [''] | MED
732 | 732 |  |  |  | Kerato-Refractómetro-Tonómetro | AutoRefractor-Keratometer | Kérato-réfractomètre-tonomètre |  |  | BI |  | ['Gabinete'] | ['Cornea (Refracto)'] | [''] | MED
733 | 733 |  |  |  | Kit de accesorios de instalación de esterilizador | Installation kit sterilizer | Kit installationaccessoire stérilisateur |  |  | BI |  | ['CDSS'] | ['Base', 'Esterilizar', 'Esterilizar-Low Tª'] | [''] | MED
734 | 734 |  |  |  | Kit de conexiones para descalcificador. | Desmineralizer installation kit | Kit Connexions déminéralisation |  |  | BI |  | ['CDSS'] | ['Base', 'Esterilizar'] | [''] | MED
735 | 735 |  |  |  | Laboratorio para exploración funcional respiratoria con ergoespirometría | Neumology functional laboratory w/ ergospirometry | Laboratoire de la fonction respiratoire avec ergospirométrie |  |  | BI |  | ['Gabinete'] | ['Neumologia'] | [''] | MED
736 | 736 |  |  |  | Laboratorio vascular espectral | Vascular lab for arterial & venous diagnostics | Laboratoire vasculaire spectrale |  |  | BI |  | ['Gabinete'] | ['Vascular'] | [''] | MED
737 | 737 |  |  |  | Láminas decorativas infantiles | Decorative plates infant | Plats décoratifs infantile |  |  | EB | GF | ['ARTS AND CRAFTS'] | ['ARTS AND CRAFTS'] | [''] | ST
738 | 738 |  |  |  | Lámpara auxiliar, suelo | Floor lamp | Lampadaire |  | LF-02 | EB | GF | ['Guest Room', 'LIVING RM / MAJILIS'] | ['Guest Room', 'LIVING RM / MAJILIS'] | [''] | ST
739 | 739 |  |  |  | Lámpara de hendidura | Slit lamp | Lampe à fente |  |  | BI |  | ['CONSULTA GENERAL', 'Gabinete'] | ['CONSULTA OFT', 'OFT'] | [''] | MED
740 | 740 |  |  |  | Lámpara de polimerización | Dental Curing lamp | Lampe de polymérisation |  |  | BI |  | ['CONSULTA GENERAL', 'Gabinete'] | ['CONSULTA MAXILO', 'CONSULTA OFT', 'Und. Dental'] | [''] | MED
741 | 741 |  |  |  | Lámpara examen rodable consulta | Examination Lamp, mobile | Lampe d'examen, le mobile |  |  | BI |  | ['Choque', 'CONSULTA GENERAL', 'Eco', 'Endo', 'Extracción', 'Minor Procedures', 'Treatment Room'] | ['Choque', 'CONSULTA GENERAL', 'CONSULTA GINECOBS', 'CONSULTA NICU', 'CONSULTA PEDIATRI', 'Eco', 'Endo-Base', 'SAMPLE TAKING', 'Consultorio-Enf', 'Minor Procedures'] | ['', 'rx', 'Consultorio-Enf'] | MED
742 | 742 |  |  |  | Lámpara lupa | Lamp w/magnifying glass | Lampe avec loupe |  |  | EB | GF | ['Minor Procedures', 'Treatment Room'] | ['Quir menor', 'Minor Procedures'] | ['', 'Quir menor'] | MED
743 | 743 |  |  |  | Lámpara quirúrgica básica de techo | Surgical Lighting System basic, ceiling | Scialytique plafonnier à une coupole |  |  | BI |  | ['Minor Procedures', 'Treatment Room'] | ['Quir menor', 'Minor Procedures'] | ['', 'Quir menor'] | MED
744 | 744 |  |  |  | Lámpara quirúrgica móvil, halógena |  | Scialytique mobile, halogène |  |  | BI |  | [] | [] | [] | MED
745 | 745 |  |  |  | Lámpara quirúrgica móvil, LED | Surgical Lighting System, LED, mobile | Scialytique mobile, LED |  |  | BI |  | ['Hybrid OP', 'Operation room', 'UTPR', 'UTPR DOBLE'] | ['Hybrid OP', 'Operatio room', 'UTPR', 'UTPR DOBLE'] | [''] | MED
746 | 746 |  |  |  | Lámpara quirúrgica tipo halógena, dos cúpulas | Surgical Lighting System, halogen , ceiling 2 arms | Scialytique plafonnier à deux coupoles, halogéne |  |  | BI |  | ['Hybrid OP', 'Operation room'] | ['Hybrid OP', 'Operatio room'] | [''] | MED
747 | 747 |  |  |  | Lámpara quirúrgica tipo LED, dos cúpulas | Surgical Lighting System, Led , ceiling 2 arms | Scialytique plafonnier à deux coupoles, LED |  |  | BI |  | ['Hybrid OP', 'Operation room'] | ['Hybrid OP', 'Operatio room'] | [''] | MED
748 | 748 |  |  |  | Lámpara quirúrgica tipo LED, dos cúpulas con sistema de cámara (II) | Surgical Lamp, 2 cupule w/ TV camera | Scialytique plafonnier à deux coupoles, LED avec système vidéo HD |  |  | BI |  | ['Hybrid OP', 'Operation room'] | ['Hybrid OP', 'Operatio room'] | [''] | MED
749 | 749 |  |  |  | Lámpara quirúrgica tipo LED, tres cúpulas con sistema de cámara | Surgical Lighting System, Led , ceiling 3 arms w/TV camera | Scialytique plafonnier à trois coupoles, LED avec système vidéo HD |  |  | BI |  | ['Hybrid OP', 'Operation room'] | ['Hybrid OP', 'Operatio room'] | [''] | MED
750 | 750 |  |  |  | Lámpara, examen, de techo | Light, Exam, Ceiling Mounted | Lumière, l'examen, au plafond |  | MS2610 | BI |  | ['Treatment Room'] | ['Treatment Room'] | [''] | MED
751 | 751 |  |  |  | Laparoscopio diagnostico | Laparoscope, diagnostic | Laparoscope, diagnostic |  |  | BI |  | ['Hybrid OP', 'Operation room'] | ['Hybrid OP', 'Operatio room'] | [''] | MED
752 | 752 |  |  |  | Laparoscopio quirúrgico | Laparoscope, surgical | laparoscopie chirurgicale |  |  | BI |  | ['Hybrid OP', 'Operation room'] | ['Hybrid OP', 'Operatio room'] | [''] | MED
753 | 753 |  |  |  | Laringoscopio adulto y pediátrico | Laryngoscope, adult & ped | Laryngoscope, adultes et ped |  |  | BI |  | ['CENTRAL ENFERMERIA', 'CENTRAL WORKSTATION', 'Choque', 'Hybrid OP', 'Operation room'] | ['CENTRAL ENFERMERIA', 'Choque', 'Hybrid OP', 'Operatio room'] | [''] | MED
754 | 754 |  |  |  | Laringoscopio de intubación | Laryngoscope, intubation | Laryngoscope intubation |  | LAR900 | EB | GF | ['ALMACÉN DE EQUIPOS'] | ['ALMACÉN DE EQUIPOS'] | [''] | MED
755 | 755 |  |  |  | Láser de CO2 | CO2 laser | Laser CO2 |  |  | BI |  | ['CONSULTA GENERAL', 'Gabinete'] | ['CONSULTA OFT', 'Derma'] | [''] | MED
756 | 756 |  |  |  | Láser Diode | Freestanding 532nm photocoagulator | Diode laser |  |  | BI |  | ['Hybrid OP', 'Operation room'] | ['Hybrid OP', 'Operatio room'] | [''] | MED
757 | 757 |  |  |  | Láser Diodo con lámpara de hendidura | Fully integrated laser workstation w/slit lamp | Lampe à fente à diode laser |  |  | BI |  | ['CONSULTA GENERAL', 'Gabinete'] | ['CONSULTA OFT', 'RENINA APLICATIONS'] | [''] | MED
758 | 758 |  |  |  | Láser Litotricia | Laser lithotripsy | laser lithotritie |  |  | BI |  | ['Hybrid OP', 'Operation room'] | ['Hybrid OP', 'Operatio room'] | [''] | MED
759 | 759 |  |  |  | Láser Yag | Laser, YAG | Laser YAG |  |  | BI |  | ['CONSULTA GENERAL'] | ['CONSULTA OFT'] | [''] | MED
760 | 760 |  |  |  | Lavabo | Lavatory, Vitreous China, Slab Type | Évier |  | PB1085 | UE |  | ['Holding Bay', 'INPATIENT RM', 'DOUBLE INPATIENT RM', 'PRESIDENTIAL INPATIENT ROOM', 'INPATIENT ISO RM', 'Prep/Recovery Room', 'RX Conv', 'SLEEP LAB', 'Treatment Room'] | ['Holding Bay', 'BARIATRIC INPATIENT ROOM', 'DOUBLE INPATIENT RM', 'INPATIENT RM', 'PEDS INPATIENT RM', 'PRESIDENTIAL INPATIENT ROOM', 'INPATIENT ISO RM', 'OBS DOUBLE INPATIENT RM', 'OBS INPATIENT RM', 'Prep/Recovery Room', 'General Purpose Radiology Room', 'Treatment Room'] | [''] | ST
761 | 761 |  |  |  | Lavabo con repisa | Washbasin with shelf | Lavabo avec étagère |  |  | UE |  | ['Ante-Room'] | ['Ante-Room'] | [''] | ST
762 | 762 |  |  |  | Lavabo para higiene bucal | Sink oral hygiene | Évier hygiène bucco-dentaire |  |  | BI |  | ['CONSULTA GENERAL', 'Gabinete'] | ['CONSULTA OFT', 'Und. Dental'] | [''] | MED
763 | 763 |  |  |  | Lavabo quirúrgico, 2 puestos | Wall Mounted Scrub Surgical Sink, 2 p | Lavabo chirurgical, 2 postes |  |  | UE |  | ['Lav-Quir'] | ['Gowning and Scrub up'] | [''] | MED
764 | 764 |  |  |  | Lavabo quirúrgico, 3 puestos | Wall Mounted Scrub Surgical Sink, 3 p | Lavabo chirurgical, 3 postes |  |  | UE |  | ['Lav-Quir'] | ['Gowning and Scrub up'] | [''] | MED
765 | 765 |  |  |  | Lavado de carros y descontaminación | Cart Washer and descontamination | Lavage de charriots et de décontamination |  |  | EB | GF | ['Basuras'] | ['Cart Decontamination & Cleaning'] | [''] | MED
766 | 766 |  |  |  | Lavador de ojos, emergencia | Eye wash mounted bracket/stainless steel bowl | Douche oculaire, urgence |  | SPA036 | EB | SW | ['ALMACEN', 'Basuras', 'Blood Bank', 'ENVIRONMENTAL SERVICE'] | ['Storage, Flammable', 'Basura Hall', 'Eye wash', '(Transfusion Service)'] | [''] | ST
767 | 767 |  |  |  | Lavadora / desinfectadora | Washer/disinfector | Laveur / désinfecteur |  |  | BI |  | ['CDSS'] | ['Lavar-Mat'] | ['t'] | MED
768 | 768 |  |  |  | Lavadora / desinfectadora de carros | Washer/disinfector, cart | Lavage / désinfection chariots |  |  | BI |  | ['CDSS'] | ['Lavar Carros', 'Lavar-Mat'] | ['', 't'] | MED
769 | 769 |  |  |  | Lavadora de material alta desinfección | Washer disinfector | Laveuse désinfection de haut équipements |  |  | EB | GF | ['Blood Bank', 'Care-Neonato', 'Oficio sucio'] | ['(Transfusion Service)', '', 'Biberonería', 'Oficio sucio'] | [''] | MED
770 | 770 |  |  |  | Lavadora de material alta desinfección | Washer disinfector | Laveuse désinfection de haut équipements |  | WAS015 | EB | GF | ['Blood Bank', 'Care-Neonato', 'Oficio sucio'] | ['(Transfusion Service)', '', 'Biberonería', 'Oficio sucio'] | [''] | MED
771 | 771 |  |  |  | Lavadora de ollas y marmitas, 1550 mm | Electric Pot & Pan Washer 1550 Mm | Machine à laver pour marmite et fait-tout, 1550 Mm |  |  | EB | GE | ['Kitchen'] | ['Washing area'] | ['Pot / Dish Washing Area'] | ST
772 | 772 |  |  |  | Lavadora de verduras | Washer, vegetables | Laver les légumes |  |  | EB | GE | ['Kitchen'] | ['Preparación Cook'] | ['Pre-Verduras'] | ST
773 | 773 |  |  |  | Lavadora de vidrio | Washer, glass | Verre à laver |  |  | BI |  | ['Farmacia'] | ['Preparación soluciones'] | [''] | MED
774 | 774 |  |  |  | Lavadora termodesinfectadora 2 puertas | Washer disinfector, barrier sanitary | Laveuse désinfecteur 2 portes |  |  | EB | GE | ['CDSS'] | ['Lavar-Mat'] | ['b'] | MED
775 | 775 |  |  |  | Lavadora vidrio de laboratorio |  | Laveuse verre de laboratoire |  |  | EB | GE | [] | [] | [] | MED
776 | 776 |  |  |  | Lavadora-desinfectadoras de colchones y mesas quir. | Bed frames washer | Laveurs-désinfecteurs pour matelas et tables. |  |  | EB | GE | ['Bed Washer'] | ['Bed Washer'] | [''] | MED
777 | 777 |  |  |  | Lavadora, 57 kg. | Washing machine, 57 kg | Machine à laver, 57 kg |  |  | EB | GE | ['LAVANDERIA'] | ['Sorting & washing'] | [''] | ST
778 | 778 |  |  |  | Lavadora, barrera sanitaria, 205 kg. | Sanitary Barrier Washer Extractor - Medical, 205 kg | Laveuses Barrière Aseptique - médicaux, 205 kg |  |  | EB | GE | ['LAVANDERIA'] | ['Sorting & washing'] | [''] | MED
779 | 779 |  |  |  | Lavadora, barrera sanitaria, 62 kg. | High speed barrier washer extractor, 62 kg | Machine à laver, barrière sanitaire, 62 kg. |  |  | EB | GE | ['LAVANDERIA'] | ['Sorting & washing'] | [''] | MED
780 | 780 |  |  |  | Lavamanos, a pedal | Free-standing foot-operated washbasin | Lava-mains à Pédale |  |  | EB | GE | ['Basuras', 'Bed Washer', 'ENVIRONMENTAL SERVICE', 'Kitchen', 'LAVANDERIA'] | ['Basura Hall', 'Hand wash', 'Bed Washer', 'Preparación Cook', 'Emplatado', 'Receiving'] | ['', 'Pre-Carne', 'Pre-Verduras', 'Pre-frío', 'Pre-Dietas'] | ST
781 | 781 |  |  |  | Lavamanos, a pedal II | Free-Standing Foot-Operated Washbasin | Lave-mains, à pied |  |  | EB | GE | ['Cafeteria', 'Kitchen'] | ['Cocina-Café', 'Tray Assembly Area', 'Washing area'] | ['', 'Pot / Dish Washing Area'] | ST
782 | 782 |  |  |  | Lavavajillas | Glasswasher | lave-vaisselle |  |  | EB | GE | ['Cafeteria'] | ['café-SERV'] | [''] | ST
783 | 783 |  |  |  | Lector de VSG, 112 tubos |  | Lecteur de VSG, 112 tubes |  |  | BI |  | [] | [] | [] | MED
784 | 784 |  |  |  | Lensómetro digital | Lensometer, digital | Lensomètre digital |  |  | BI |  | ['CONSULTA GENERAL', 'Gabinete'] | ['CONSULTA OFT', 'OFT'] | [''] | MED
785 | 785 |  |  |  | Lente asférica 20 D grande | Lens, 20 D | Llentille asphérique 20D grande |  |  | BI |  | ['CONSULTA GENERAL', 'Gabinete'] | ['CONSULTA OFT', 'OFT'] | [''] | MED
786 | 786 |  |  |  | Lente asférica 28 D grande | Lens, 28 D | Lentille asphérique, 28D |  |  | BI |  | ['CONSULTA GENERAL', 'Gabinete'] | ['CONSULTA OFT', 'OFT'] | [''] | MED
787 | 787 |  |  |  | Lente asférica 90 D | Lens, 90 D | Grande lentille asphérique, 90D |  |  | BI |  | ['CONSULTA GENERAL', 'Gabinete'] | ['CONSULTA OFT', 'OFT'] | [''] | MED
788 | 788 |  |  |  | Lente de 20 D P/oftalmoscopio indirecto | Lens, 20 D for oftalmoscope | Lens, 20D pour ophtalmoscope |  |  | BI |  | ['CONSULTA GENERAL', 'Gabinete'] | ['CONSULTA OFT', 'OFT'] | [''] | MED
789 | 789 |  |  |  | Lente de 3 espejos | Lens, 3 mirrors | Lunnette, 3 miroirs |  |  | BI |  | ['CONSULTA GENERAL', 'Gabinete'] | ['CONSULTA OFT', 'OFT'] | [''] | MED
790 | 790 |  |  |  | Lente de aumento | Magnifying glass | loupes |  |  | BI |  | ['Farmacia'] | ['Preparación soluciones'] | [''] | MED
791 | 791 |  |  |  | Lente de Goldmann (Lente de 3 espejos) | Lens, Goldman | Lens, Goldman |  |  | BI |  | ['CONSULTA GENERAL', 'Gabinete'] | ['CONSULTA OFT', 'OFT', 'RENINA APLICATIONS'] | [''] | MED
792 | 792 |  |  |  | Lente de78/90 OI-HM | Lens, 78/90 OJ/HM | Lens, 78/90 OJ/HM |  |  | BI |  | ['CONSULTA GENERAL', 'Gabinete'] | ['CONSULTA OFT', 'OFT'] | [''] | MED
793 | 793 |  |  |  | Lente Superfield | Lens, Superfield | Lens, Superfield |  |  | BI |  | ['CONSULTA GENERAL', 'Gabinete'] | ['CONSULTA OFT', 'OFT'] | [''] | MED
794 | 794 |  |  |  | Letora, código de barras, c/interfaz | Reader, Bar Code, Hand Held, With Interface | Reader, code à barres, de poche, a/interface |  |  | EB | GF | ['SUB-STERIL RM'] | ['Ante Room'] | [''] | MED
795 | 795 |  |  |  | Librería 12 bandejas (6x2 caras) | Book-case, 6x2 | Bibliothèque, 12 plateaux (6 x 2 côtés) |  |  | EB | GF | ['LIBRARY'] | [''] | [''] | ST
796 | 796 |  |  |  | Librería 12 bandejas (6x2 caras), prolongación | Book-case, 6x2, prolongation | Bibliothèque, 12 plateaux (6 x 2 côtés) prolongation |  |  | EB | GF | ['LIBRARY'] | [''] | [''] | ST
797 | 797 |  |  |  | Limpiador de ultrasonidos. | Ultrasonic scaler | Détartreur |  |  | BI |  | ['CONSULTA GENERAL', 'Gabinete'] | ['CONSULTA MAXILO', 'Und. Dental'] | [''] | MED
798 | 798 |  |  |  | Limpiador, ultrasonidos | Cleaner, ultrasonic | Nettoyeur, ultrason |  |  | BI |  | ['CDSS'] | ['Lavar-Mat'] | ['t'] | MED
799 | 799 |  |  |  | Locker fenólico, 400 x 500 mm | Locker phenolic , 400 x 500 mm | Locker phénolique, 400 x 500 mm |  | LKR03 | EB | GF | ['Vestuario'] | ['Vestuario'] | [''] | MED
800 | 800 |  |  |  | Locker fenólico, c/ banco, 400 x 500 mm | Locker phenolic w/bench, 400 x 500 mm | Locker phénolique w / banc, 400 x 500 mm |  | LKR02 | EB | GF | ['Vestuario'] | ['Vestuario'] | [''] | MED
801 | 801 |  |  |  | Locker metal, 375 x 375 mm | Locker, metal 375 x 375 mm | Locker, métal 375 x 375 mm |  | LKR01 | EB | GF | ['Vestuario'] | ['Vestuario'] | [''] | MED
802 | 802 |  |  |  | Lupa c/luz | Light, magnifier | Loupe avec lumière |  |  | BI |  | ['Blood Bank', 'Blood Gas', 'LAB'] | ['Bioquímica + Hemato', '', 'GENETIC (& REPRODUCTIVE MEDICINE)', 'MOLECULA BIOLOGY LABORATORY', 'SEROLOGY'] | [''] | MED
803 | 803 |  |  |  | Luz decorativa, vestibulo | Decorative Lighting, Waiting Area | Éclairage décoratif, salle d'attente |  | FF1132 | EB | GF | ['Lobby', 'Waiting'] | ['Lobby', 'Waiting'] | [''] | ST
804 | 804 |  |  |  | Luz emergencia, central enfermería, mural | LAMP repeat staff emergency call, wall mounted, (green) | Lumière d'urgence,soins infirmiers centrale, mur |  | CAL020 | UE |  | ['Oficio limpio', 'Oficio sucio'] | ['Oficio limpio', 'Oficio sucio'] | [''] | MED
805 | 805 |  |  |  | Luz, cabecero, indirecta e indirecta | Light, Overbed, Direct And Indirect | Lumière, de lit, directs et indirects |  | MS2630 | BI |  | ['Prep/Recovery Room'] | ['Prep/Recovery Room'] | [''] | MED
806 | 806 |  |  |  | Luz, lectura | Reading light | Light Reading |  | LT-02 | EB | GE | ['Guest Room', 'LIVING RM / MAJILIS'] | ['Guest Room', 'LIVING RM / MAJILIS'] | [''] | MED
807 | 807 |  |  |  | Mamógrafo directa digital con Estación de Adquisición, Generador y estación de revisión | Mammography system, digital | Système de mammographie,digitale |  |  | BI |  | ['Mamo'] | ['Mamo'] | ['rx'] | MED
808 | 808 |  |  |  | Maquina de café | Coffee machine | Machine à café |  |  | EB | GE | ['Cafeteria'] | ['café-SERV'] | [''] | ST
809 | 809 |  |  |  | Máquina de comprimir (grageas) | Compressing machine (tablets) | Machine à comprimer (comprimés) |  |  | BI |  | ['Farmacia'] | ['Preparación soluciones'] | [''] | MED
810 | 810 |  |  |  | Maquina de coser | Sewing , unit | Couture, unité |  |  | EB | GE | ['LAVANDERIA'] | ['Linen Repair'] | [''] | ST
811 | 811 |  |  |  | Maquina de hielo, 130 kg/24 h | Ice maker, 130 kg./24 h | Machine à glaçons, 130 kg/24h |  | RF1075 | EB | GE | ['Blood Bank', 'LAB'] | ['(Transfusion Service)', 'Bioquímica + Hemato', '', 'GENETIC (& REPRODUCTIVE MEDICINE)', 'MOLECULA BIOLOGY LABORATORY', 'SEROLOGY'] | [''] | ST
812 | 812 |  |  |  | Maquina de hielo, 130 kg/24 h | Ice maker, 130 kg./24 h | Machine à glaçons, 130 kg/24h |  |  | EB | GE | ['Blood Bank', 'LAB'] | ['(Transfusion Service)', 'Bioquímica + Hemato', '', 'GENETIC (& REPRODUCTIVE MEDICINE)', 'MOLECULA BIOLOGY LABORATORY', 'SEROLOGY'] | [''] | ST
813 | 813 |  |  |  | Maquina de hielo, 60 kg/24 h | Icer maker, 60 kg/24 h | Machine à glaçons, 60 kg/24h |  | RF1070 | EB | GE | ['Alimentación', 'BREAKOUT AREA', 'Cafeteria'] | ['Nourishment', 'BREAKOUT AREA', 'café-SERV'] | [''] | ST
814 | 814 |  |  |  | Maquina de hielo, 60 kg/24 h | Icer maker, 60 kg/24 h | Machine à glaçons, 60 kg/24h |  |  | EB | GE | ['Alimentación', 'BREAKOUT AREA', 'Cafeteria'] | ['Nourishment', 'BREAKOUT AREA', 'café-SERV'] | [''] | ST
815 | 815 |  |  |  | Maquina envasadora de cubiertos | Wrapping Machine Cutlery | Machine pour emballages couverts |  |  | EB | GE | ['Cafeteria', 'Kitchen'] | ['Cocina-Café', 'Washing area'] | ['', 'Pot / Dish Washing Area'] | ST
816 | 816 |  |  |  | Máquina envasadora de unidosis - blister | Blister packing machine | Blister machine d'emballage |  |  | BI |  | ['Farmacia'] | ['Preparación de unidosis'] | [''] | MED
817 | 817 |  |  |  | Máquina reenvasadora de líquidos (específicamente jarabes) | Fluids repackaging equipment (specifically syrups) | Équipements fluides de reconditionnement (sirops spécifiquement) |  |  | BI |  | ['Farmacia'] | ['Preparación de unidosis'] | [''] | MED
818 | 818 |  |  |  | Maquinas de Vendinng, 4 productos | Vending Machine, 4 Wide Snack | istributeur automatique, 4 large Snack |  |  | EB | GF | [] | [] | [] | ST
819 | 819 |  |  |  | Maquinas de Vendinng, refrigerada, 7 productos bebidas | Vending machine, refrigerated 7 Wide Beverage | Distributeur automatique réfrigéré 7 Large boissons |  |  | EB | GF | [] | [] | [] | ST
820 | 820 |  |  |  | Marcador automático de portas | Marker, auto slides | Dialer Diapositives Auto |  |  | BI |  | ['Histo-Pato'] | ['histo'] | [''] | ST
821 | 821 |  |  |  | Marcador de cassetes |  | Dialer cassttes |  |  | BI |  | [] | [] | [] | ST
822 | 822 |  |  |  | Medidor de potencia de ultrasonido | Wattmeter, Ultrasonic | Wattmètre, ultrasons |  |  | EB | GE | ['Taller'] | ['Taller', ''] | [''] | MED
823 | 823 |  |  |  | Medidor de sonidoy distancias | Meter, Sound Level | Mètre, niveau sonore |  |  | EB | GE | ['Taller'] | ['Taller', ''] | [''] | MED
824 | 824 |  |  |  | Mesa | Table | Table |  | TA-08D | EB | GF | ['LIBRARY'] | [''] | [''] | ST
825 | 825 |  |  |  | Mesa acero inox para instrumental, 1000 mm | Instrument Surgical table, stainless steel, 1000 mm | Table en acier inoxydable pour instrumental, 1000 mm |  |  | MC |  | ['Hybrid OP', 'Minor Procedures', 'Operation room', 'Treatment Room'] | ['Hybrid OP', 'Quir menor', 'Operatio room', 'Minor Procedures'] | ['', 'Quir menor'] | MED
826 | 826 |  |  |  | Mesa alta comedor | Dining Height Table | Salle Table de hauteur |  |  | EB | GF | ['Cafeteria'] | ['café-SEAT'] | [''] | ST
827 | 827 |  |  |  | Mesa antivibratoria para 2/ 3 balanzas ( una 0,0001 + otra 0,001) |  | Table antivibration 2/3 échelles (un autre 0,0001 + 0,001) |  |  | MC |  | [] | [] | [] | MED
828 | 828 |  |  |  | Mesa autoservicio, 2000 mm | Snack table, 2000 mm | Table snack, 2000 mm |  |  | EB | GF | ['Cafeteria'] | ['café-SERV'] | [''] | ST
829 | 829 |  |  |  | Mesa auxiliar / Credenza | Side table / credenza | Table d'appoint / bahut |  | CZ-02 | EB | GF | ['Guest Room'] | ['Guest Room'] | [''] | ST
830 | 830 |  |  |  | Mesa Auxiliar dos baldas y cajones, rodable | Table with castors stainless steel | Tableau de côté deux étagères et des tiroirs, rodable |  |  | MC |  | ['CENTRAL ENFERMERIA', 'CENTRAL WORKSTATION', 'Endo', 'IV inyection', 'Nebulización'] | ['CENTRAL ENFERMERIA', 'Endo-Base', '', 'Nebulización'] | [''] | MED
831 | 831 |  |  |  | Mesa auxiliar para equipo | Table, auxiliary | Tableau, auxiliaire |  |  | MC |  | ['IV inyection PET'] | [''] | [''] | MED
832 | 832 |  |  |  | Mesa auxiliar, oval | Table ocasional, oval | Tableau ocasional, ovale |  |  | EB | GF | ['Lobby'] | ['Lobby'] | [''] | ST
833 | 833 |  |  |  | Mesa baja gastronorm | Table, grastronorm | Table bassé gastronorm |  |  | EB | GF | ['Kitchen'] | ['Preparación Cook'] | ['Pre-Dietas'] | ST
834 | 834 |  |  |  | Mesa baja, base Cr | Coffee table, Cr base | Table basse, la base Cr |  | TA-01 | EB | GF | ['Lobby', 'Recepcion', 'Waiting', "WOMEN'S FAMILY\nLOUNGE", 'Womens Visitor Lounge'] | ['Lobby', 'Workstation', 'Waiting', "WOMEN'S FAMILY\nLOUNGE", 'Womens Visitor Lounge'] | [''] | ST
835 | 835 |  |  |  | Mesa baja, base Cr, A | Coffee table, Cr base A | Table basse, la base Cr A |  | TA-01A | EB | GF | ['Exterior', 'Kitchen', 'Lobby', 'Lounge', 'Staff Lounge', 'Waiting'] | ['Terraza', 'Kitchen', 'Lobby', 'Lounge', 'Staff Lounge', 'Waiting'] | [''] | ST
836 | 836 |  |  |  | Mesa café, 2260 ancho | Coffee table, 2260 W | Table basse, largeur 2260 |  | TA-10 | EB | GF | ['CEO RECEPTION', 'Waiting'] | ['CEO RECEPTION', 'Waiting'] | [''] | ST
837 | 837 |  |  |  | Mesa café, 510 diamt | Coffee table, 510 diamt | Table basse, diamètre 510 |  | TA-08B | EB | GF | ['Dormitorio Acompañante', 'Guest Room', 'PRESIDENTIAL INPATIENT ROOM', 'LIVING RM / MAJILIS', 'VENDING AND SEATING', 'Waiting', "WOMEN'S FAMILY\nLOUNGE", 'Womens Visitor Lounge'] | ['Dormitorio Acompañante', 'PRESIDENTIAL INPATIENT ROOM', 'LIVING RM / MAJILIS', 'VENDING AND SEATING', 'Waiting', "WOMEN'S FAMILY\nLOUNGE", 'Womens Visitor Lounge'] | [''] | ST
838 | 838 |  |  |  | Mesa café, 900 diam. | Coffee table, round | Table basse |  | TA-03 | EB | GF | ['Exterior', 'Kitchen', 'Lounge', 'Staff Lounge'] | ['Inner', 'Kitchen', 'Lounge', 'Staff Lounge'] | [''] | ST
839 | 839 |  |  |  | Mesa café, acero inox. | Coffee table, SS | Table basse |  | TA-02 | EB | GF | ['DORMITORIO MEDICO', 'Guest Room', 'LIVING RM / MAJILIS'] | ['DORMITORIO MEDICO', 'Guest Room', 'LIVING RM / MAJILIS'] | [''] | ST
840 | 840 |  |  |  | Mesa café, top AL | Coffe table, AL top | Table basse, haut AL |  | TA-03A | EB | GF | ['Dormitorio Acompañante', 'Exterior', 'Guest Room', 'PRESIDENTIAL INPATIENT ROOM'] | ['Dormitorio Acompañante', 'Terraza', 'PRESIDENTIAL INPATIENT ROOM'] | [''] | ST
841 | 841 |  |  |  | Mesa café, top laminado | Coffee table, laminate top | Table basse, dessus en stratifié |  | TA-08 | EB | GF | ['LIVING RM / MAJILIS', 'Recepcion', 'Waiting'] | ['LIVING RM / MAJILIS', 'Recepcion', 'Waiting'] | [''] | ST
842 | 842 |  |  |  | Mesa cafeteía, 910mm diam. | Dining table, 910 mm diam. | Table de salle à manger, 910 mm |  | TA-08C | EB | GF | ['Exterior'] | ['Terraza'] | [''] | ST
843 | 843 |  |  |  | Mesa cafetería 90*90 | Dining table, 90 x 90 | Table à manger, 90 x 90 |  | TA-05B | EB | GF | ['STAFF CAFETERIA', 'VENDING AND SEATING', "WOMEN'S CAFE"] | ['STAFF CAFETERIA', 'VENDING AND SEATING', "WOMEN'S CAFE"] | [''] | ST
844 | 844 |  |  |  | Mesa cafetería 90*90 | Dining table, 90 x 90 | Table à manger, 90 x 90 |  | TA05B | EB | GF | ['STAFF CAFETERIA', 'VENDING AND SEATING', "WOMEN'S CAFE"] | ['STAFF CAFETERIA', 'VENDING AND SEATING', "WOMEN'S CAFE"] | [''] | ST
845 | 845 |  |  |  | Mesa cafetería 900 x 750 mm | Dining Table, 900 x 750 mm | Table de salle à manger, 900 x 750 mm |  | TA-05A | EB | GF | ['ARTS AND CRAFTS', 'Cafeteria', 'Guest Room', 'PACS', 'PEDIATRICS CAFE', 'PUBLIC SERVERY', 'sala estar personal', 'STAFF CAFETERIA', 'Telemedicina', "WOMEN'S CAFE"] | ['ARTS AND CRAFTS', 'café-SEAT', 'Guest Room', 'PACS', 'PEDIATRICS CAFE', 'PUBLIC SERVERY', 'ESTAR DE PERSONAL', 'STAFF CAFETERIA', 'Telemedicina', "WOMEN'S CAFE"] | ['', 'Despacho-Map'] | ST
846 | 846 |  |  |  | Mesa central con pileta t estante | Central Table With Sink And Shelves | Table centrale avec évier et étagères |  |  | EB | GF | ['Cafeteria'] | ['Cocina-Café'] | [''] | MED
847 | 847 |  |  |  | Mesa central, B | Central worktable, b | Table central B |  |  | MC |  | ['SUB-STERIL RM'] | ['Clean storage area'] | [''] | ST
848 | 848 |  |  |  | Mesa comedor | Dining table, round | Table à manger, ronde |  | TC-11 | EB | GF | ['LIVING RM / MAJILIS'] | ['LIVING RM / MAJILIS'] | [''] | ST
849 | 849 |  |  |  | Mesa comedor redonda, baja | Dining table, lower | Table à manger, bas |  | TA-05 | EB | GF | ['BREAKOUT AREA', 'Kitchen', 'Meeting Room', 'PEDIATRICS CAFE', 'PUBLIC SERVERY', 'STAFF CAFETERIA', 'Staff Lounge', 'SUPERVISOR OFFICE', "WOMEN'S CAFE"] | ['BREAKOUT AREA', 'Kitchen', 'Basic Meeting Room', 'PEDIATRICS CAFE', 'PUBLIC SERVERY', 'STAFF CAFETERIA', 'Staff Lounge', 'SUPERVISOR OFFICE', "WOMEN'S CAFE"] | [''] | ST
850 | 850 |  |  |  | Mesa con ala para computador con divisor | Desk office, w/divider | Tableau avec l'aile pour ordinateur, diviseur |  |  | EB | GF | ['Telemedicina'] | ['Telemedicina'] | [''] | ST
851 | 851 |  |  |  | Mesa con estante | Wall table with shelf | Table avec étagère |  |  | EB | GF | ['Cafeteria'] | ['café-SERV'] | [''] | ST
852 | 852 |  |  |  | Mesa con L, sin frontal | Desk, Return, 29X72X30 | Bureau, retour |  | FF1432 | EB | GF | [] | [] | [] | ST
853 | 853 |  |  |  | Mesa con L, sin frontal | Desk, Return, 29X72X30 | Bureau, retour |  |  | EB | GF | [] | [] | [] | ST
854 | 854 |  |  |  | Mesa con pileta | Working table with sink | Lave-vaisselle |  |  | EB | GF | ['Cafeteria'] | ['café-SERV'] | [''] | MED
855 | 855 |  |  |  | Mesa con pileta en acero inox. (150 cm) | Table w/sink, stainless steel (150 cm) | Table de billard avec de l'acier inoxydable. (150 cm) |  |  | EB | GF | ['sala estar personal'] | ['ESTAR DE PERSONAL'] | [''] | MED
856 | 856 |  |  |  | Mesa conferencias / Mesa comedor | Conference Table/ dining table | Tableau de conférence / table à manger |  | TA-09A | EB | GF | ['LIVING RM / MAJILIS', 'Meeting Room'] | ['LIVING RM / MAJILIS', 'Basic Meeting Room', 'High-end Meeting Room', 'Medium Meeting Room'] | [''] | ST
857 | 857 |  |  |  | Mesa conferencias / Mesa comedor | Conference Table/ dining table | Tableau de conférence / table à manger |  | TA-09C | EB | GF | ['LIVING RM / MAJILIS', 'Meeting Room'] | ['LIVING RM / MAJILIS', 'Basic Meeting Room', 'High-end Meeting Room', 'Medium Meeting Room'] | [''] | ST
858 | 858 |  |  |  | Mesa de atención en consulta | Tabla office, w/ L zone | Table de bureau avec abatant |  | WS-01 | EB | GF | ['ADMIN RECEPTION OFFICE', 'ADMIN WORK AREA', 'CATHLAB', 'CONSULTA GENERAL', 'Control room', 'DENSITÓMETRO', 'DESPACHO', 'DESPACHO INDIVIDUAL', 'Eco', 'Extracción', 'Gabinete', 'Gammacamara', 'Minor Procedures', 'PACS', 'PET', 'RMN', 'RX Conv', 'Seguridad', 'TAC', 'Telemando', 'Telemedicina', 'Treatment Room'] | ['ADMIN RECEPTION OFFICE', 'ADMIN WORK AREA', 'Despacho Clinc', 'CONSULTA GENERAL', 'CONSULTA GINECOBS', 'CONSULTA MAXILO', 'CONSULTA NICU', 'CONSULTA OFT', 'CONSULTA PEDIATRI', 'CONSULTA REHABILITA', 'DESPACHO CUADRUPLE', 'DESPACHO DOBLE', 'DESPACHO MULTIPLE', 'DESPACHO TRIPLE', 'DESPACHO INDIVIDUAL', 'Eco', 'SAMPLE TAKING', 'Gabinete - Base', 'Und. Dental', 'Consultorio-Enf', 'PACS', 'PET', 'RMN', 'RX Conv', 'Seguridad', 'TAC', 'Telemando', 'Telemedicina', 'Minor Procedures'] | ['', 'rx', 'Secretaria', 'Despacho Clinc', 'Consultorio-Enf'] | MED
859 | 859 |  |  |  | Mesa de atención en consulta | Tabla office, w/ L zone | Table de bureau avec abatant |  |  | EB | GF | ['ADMIN RECEPTION OFFICE', 'ADMIN WORK AREA', 'CATHLAB', 'CONSULTA GENERAL', 'Control room', 'DENSITÓMETRO', 'DESPACHO', 'DESPACHO INDIVIDUAL', 'Eco', 'Extracción', 'Gabinete', 'Gammacamara', 'Minor Procedures', 'PACS', 'PET', 'RMN', 'RX Conv', 'Seguridad', 'TAC', 'Telemando', 'Telemedicina', 'Treatment Room'] | ['ADMIN RECEPTION OFFICE', 'ADMIN WORK AREA', 'Despacho Clinc', 'CONSULTA GENERAL', 'CONSULTA GINECOBS', 'CONSULTA MAXILO', 'CONSULTA NICU', 'CONSULTA OFT', 'CONSULTA PEDIATRI', 'CONSULTA REHABILITA', 'DESPACHO CUADRUPLE', 'DESPACHO DOBLE', 'DESPACHO MULTIPLE', 'DESPACHO TRIPLE', 'DESPACHO INDIVIDUAL', 'Eco', 'SAMPLE TAKING', 'Gabinete - Base', 'Und. Dental', 'Consultorio-Enf', 'PACS', 'PET', 'RMN', 'RX Conv', 'Seguridad', 'TAC', 'Telemando', 'Telemedicina', 'Minor Procedures'] | ['', 'rx', 'Secretaria', 'Despacho Clinc', 'Consultorio-Enf'] | MED
860 | 860 |  |  |  | Mesa de atención en consulta | Tabla office, w/ L zone | Table de bureau avec abatant |  | rx | EB | GF | ['ADMIN RECEPTION OFFICE', 'ADMIN WORK AREA', 'CATHLAB', 'CONSULTA GENERAL', 'Control room', 'DENSITÓMETRO', 'DESPACHO', 'DESPACHO INDIVIDUAL', 'Eco', 'Extracción', 'Gabinete', 'Gammacamara', 'Minor Procedures', 'PACS', 'PET', 'RMN', 'RX Conv', 'Seguridad', 'TAC', 'Telemando', 'Telemedicina', 'Treatment Room'] | ['ADMIN RECEPTION OFFICE', 'ADMIN WORK AREA', 'Despacho Clinc', 'CONSULTA GENERAL', 'CONSULTA GINECOBS', 'CONSULTA MAXILO', 'CONSULTA NICU', 'CONSULTA OFT', 'CONSULTA PEDIATRI', 'CONSULTA REHABILITA', 'DESPACHO CUADRUPLE', 'DESPACHO DOBLE', 'DESPACHO MULTIPLE', 'DESPACHO TRIPLE', 'DESPACHO INDIVIDUAL', 'Eco', 'SAMPLE TAKING', 'Gabinete - Base', 'Und. Dental', 'Consultorio-Enf', 'PACS', 'PET', 'RMN', 'RX Conv', 'Seguridad', 'TAC', 'Telemando', 'Telemedicina', 'Minor Procedures'] | ['', 'rx', 'Secretaria', 'Despacho Clinc', 'Consultorio-Enf'] | MED
861 | 861 |  |  |  | Mesa de Biopsia por Estereotaxia Digital Prono | Stereotactic system, prono table | Stéréotaxique table de biopsie numérique Prono |  |  | BI |  | ['Mamo'] | ['Mamo'] | ['rx'] | MED
862 | 862 |  |  |  | Mesa de café | Coffee table | Table basse |  | TA-04 | EB | GF | ['CEO OFFICE', 'LIBRARY'] | ['CEO OFFICE', ''] | [''] | ST
863 | 863 |  |  |  | Mesa de café | Coffee table | Table basse |  |  | EB | GF | ['CEO OFFICE', 'LIBRARY'] | ['CEO OFFICE', ''] | [''] | ST
864 | 864 |  |  |  | Mesa de café en ratán | Table, auxiliar | Table basse en rotin |  |  | EB | GF | ['BALCONY'] | ['BALCONY'] | [''] | ST
865 | 865 |  |  |  | Mesa de corte | Table Chop | Tableau Chop |  |  | EB | GF | ['Cafeteria'] | ['Cocina-Café'] | [''] | MED
866 | 866 |  |  |  | Mesa de Embalsamado, hidraulica | Hydraulic Embalming Table | Embaumement Table hydraulique |  |  | MC |  | ['MORGUE'] | ['Body preparation room'] | [''] | MED
867 | 867 |  |  |  | Mesa de esquina | Corner table | Mesa d'angle |  | TO-18 | EB | GF | ['Guest Room'] | ['Guest Room'] | [''] | ST
868 | 868 |  |  |  | Mesa de lavado de acero inox, con ultrasonidos | Washing table, ultrasound, stainless steel | Table lavage ultrasons, aci. Inox |  |  | EB | GF | ['CDSS', 'SUB-STERIL RM'] | ['Lavar-Mat', 'Decontamination Area'] | ['b', ''] | MED
869 | 869 |  |  |  | Mesa de noche I | Bed side Cabinet | Table de chevet avec cache |  |  | MC |  | ['INPATIENT RM', 'DOUBLE INPATIENT RM', 'INPATIENT ISO RM', 'Observación', 'Prep/Recovery Room', 'SLEEP LAB', 'UTPR', 'UTPR DOBLE'] | ['BARIATRIC INPATIENT ROOM', 'DOUBLE INPATIENT RM', 'INPATIENT RM', 'PEDS INPATIENT RM', 'INPATIENT ISO RM', 'OBS DOUBLE INPATIENT RM', 'OBS INPATIENT RM', 'Habitación', 'UTPR', 'UTPR DOBLE'] | [''] | ST
870 | 870 |  |  |  | Mesa de noche II | Bed side Cabinet II | Table de chevet avec cache II |  |  | MC |  | ['INPATIENT RM', 'PRESIDENTIAL INPATIENT ROOM', 'Observación', 'Prep/Recovery Room'] | ['BARIATRIC INPATIENT ROOM', 'PRESIDENTIAL INPATIENT ROOM', 'Habitación'] | [''] | ST
871 | 871 |  |  |  | Mesa de oficina director | Table, work director | Exécutif table de bureau |  | DE-02 | EB | GF | ['DIRECTOR / CHIEF OFFICE'] | ['DIRECTOR / CHIEF OFFICE'] | [''] | ST
872 | 872 |  |  |  | Mesa de operaciones eléctrica con accesorios generales | Surgical table, electric operated w/general accessories | Table d'opération électrique avec les accessoires en général |  |  | BI |  | ['Hybrid OP', 'Operation room'] | ['Hybrid OP', 'Operatio room'] | [''] | MED
873 | 873 |  |  |  | Mesa de operaciones electrohidráulica con accesorios generales | Surgical table, electrohydraulic operated w/general accessories | Tableau des opérations de électrohydrauliques accessoires généraux |  |  | BI |  | ['Hybrid OP', 'Operation room'] | ['Hybrid OP', 'Operatio room'] | [''] | MED
874 | 874 |  |  |  | Mesa de preparación mural | Table, preparation, wall mounted | Table de préparation, murale |  |  | EB | GF | ['Kitchen'] | ['Preparación Cook'] | ['Pre-Carne', 'Pre-Verduras', 'Pre-frío'] | MED
875 | 875 |  |  |  | Mesa de preparación mural | Table, preparation, wall mounted | Tableau, préparation, muraux |  |  | EB | GF | ['Taller'] | ['Taller', ''] | [''] | MED
876 | 876 |  |  |  | Mesa de preparación y envasado | Table, preparation and packing | Table préparation et conditionnement |  |  | EB | GF | ['CDSS'] | ['Empaquetar'] | [''] | MED
877 | 877 |  |  |  | Mesa de quirófano con tablero desmontable mediante carro |  | Table d'opération avec planche amovible en voiture |  |  | BI |  | [] | [] | [] | MED
878 | 878 |  |  |  | Mesa de reuniones director | Conference table | Réunions du conseil d'Directeur |  | TA-09B | EB | GF | ['DIRECTOR / CHIEF OFFICE'] | ['DIRECTOR / CHIEF OFFICE'] | [''] | ST
879 | 879 |  |  |  | Mesa de trabajo | Working table | Table |  |  | EB | GF | ['Farmacia', 'Pre-Anesthesia'] | ['Farmacocinética', 'Farmacotecnia', 'Preparación de unidosis', 'Preparación génica', 'Preparación soluciones', 'Anesthesia Work'] | [''] | MED
880 | 880 |  |  |  | Mesa de trabajo 1300 mm | Work Table With Upstand 1300 Mm | Table de travail avec dosseret 1300 mm |  |  | EB | GF | ['Cafeteria'] | ['Cocina-Café'] | [''] | ST
881 | 881 |  |  |  | Mesa de trabajo 1400 mm | Work Table With Upstand 1400 Mm | Table de travail avec dosseret 1400 mm |  |  | EB | GF | ['Cafeteria'] | ['Cocina-Café'] | [''] | ST
882 | 882 |  |  |  | Mesa de trabajo 1600 mm | Work Table With Upstand 1600 Mm | Table de travail avec dosseret 1600 mm |  |  | EB | GF | ['Cafeteria', 'Kitchen'] | ['Cocina-Café', 'Washing area'] | ['', 'Pot / Dish Washing Area'] | ST
883 | 883 |  |  |  | Mesa de trabajo central con 2 cajones | Working table, central w/2 drawers | Table préparation et conditionnement |  |  | EB | GF | ['CDSS', 'SUB-STERIL RM'] | ['Lavar-Mat', 'Decontamination Area'] | ['b', 't', ''] | ST
884 | 884 |  |  |  | Mesa de trabajo mural | Table, work, wall mounted | Table de travail, murale |  |  | EB | GF | ['Kitchen'] | ['Preparación Cook'] | ['Pre-Carne', 'Pre-Verduras', 'Pre-frío'] | ST
885 | 885 |  |  |  | Mesa de trabajo mural acero inox (metro lineal) | Working table, wall mounted, stainless steel (lineal m) | Table travaux de peinture murale en acier inoxydable (mètre linéaire) |  |  | EB | GF | ['CDSS', 'SUB-STERIL RM'] | ['Lavar-Mat', 'Decontamination Area'] | ['b', ''] | ST
886 | 886 |  |  |  | Mesa de trabajo, 1800 mm | Work Table With Upstand 1800 Mm | Bureau de travail, mur, 1800 mm |  |  | EB | GF | ['Kitchen'] | ['Tray Assembly Area'] | [''] | ST
887 | 887 |  |  |  | Mesa de trabajo, 2000mm | Work Table With Upstand 2000 Mm | Bureau de travail avec dosseret 2000 mm |  |  | EB | GF | ['Kitchen'] | ['Tray Assembly Area'] | [''] | ST
888 | 888 |  |  |  | Mesa de trabajo. Recta | Workstation, Straight, Free Standing, 72 W | Poste de travail, droit, debout libre, 72 W |  | WS01 | EB | GF | [] | [] | [] | ST
889 | 889 |  |  |  | Mesa desbarrasado | Bureau Of Special Desbarasado | Table de débarrassage |  |  | EB | GF | ['Cafeteria'] | ['Cocina-Café'] | [''] | MED
890 | 890 |  |  |  | Mesa divan de madera | Table examination, wood | Table en bois Divan |  |  | MC |  | ['Rehabilitacion'] | ['MECANOTHERAPY'] | ['rehb'] | MED
891 | 891 |  |  |  | Mesa Diván multiposición, ecografía | Exploration table, multiposition ultrasound | Table divan ultrasons multiposition |  |  | MC |  | ['IV inyection PET'] | [''] | [''] | MED
892 | 892 |  |  |  | Mesa ejecutiva, c/ala | Desk, Vip execitive | Table exécutif, a / aile |  | DE-02A | EB | GF | ['CEO OFFICE'] | ['CEO OFFICE'] | [''] | ST
893 | 893 |  |  |  | Mesa estrado | Podium table | Table estrade |  |  | EB | GF | ['AUDITORIUM VESTIBULE'] | ['AUDITORIUM'] | [''] | ST
894 | 894 |  |  |  | Mesa instrumental auxiliar | Table, ancillary instruments | Table à instruments auxiliaire |  |  | MC |  | ['DIÁLISIS', 'Hybrid OP', 'Minor Procedures', 'Operation room', 'Treatment Room', 'UTPR', 'UTPR DOBLE'] | ['Dialisis', 'Hybrid OP', 'Quir menor', 'Operatio room', 'Minor Procedures', 'UTPR', 'UTPR DOBLE'] | ['', 'Quir menor'] | MED
895 | 895 |  |  |  | Mesa Mayo hidráulica, acero inox. | Mayo Table, variable height, stainless steel | Mayo table, hauteur variable, en acier inoxydable |  |  | MC |  | ['CATHLAB', 'Endo', 'Hybrid OP', 'Minor Procedures', 'Operation room', 'Treatment Room', 'UTPR', 'UTPR DOBLE'] | ['CathLab', 'Endo-Base', 'Hybrid OP', 'Quir menor', 'Operatio room', 'Minor Procedures', 'UTPR', 'UTPR DOBLE'] | ['rx', '', 'Quir menor'] | MED
896 | 896 |  |  |  | Mesa mural 750x900mm. 9,6m | Table, wall, 750 x 900 mm 9,6m | Table de mur 750x900mm. 9,6 m |  |  | UE |  | ['Farmacia'] | ['Preparación soluciones'] | [''] | ST
897 | 897 |  |  |  | Mesa mural de 750x900 mm.3m | Wall table, 750x900 mm.3m | Table de mur 750x900mm. 3 m |  |  | UE |  | ['Farmacia'] | ['Preparación soluciones'] | [''] | ST
898 | 898 |  |  |  | Mesa mural de 750x900mm. 5,4 m | Table, wall, 750 x 900 mm 5,4m | Table de mur 750x900mm. 5,4 m |  |  | UE |  | ['Farmacia'] | ['Farmacocinética', 'Farmacotecnia'] | [''] | ST
899 | 899 |  |  |  | Mesa ocasional | Table, Occasional, Lamp | Tableau, occasionnel, lampe |  | FF1490 | EB | GF | ['Aula', 'DESPACHO INDIVIDUAL', 'LAVANDERIA', 'Lobby', 'MORGUE', 'Open Office Area', 'Rehabilitacion', 'Security Office', 'Waiting'] | ['DESPACHO INDIVIDUAL', 'Office Unit Head, Laundry', 'Lobby', 'Body Viewing room', 'Open Office Area', 'Lenguage', 'Security Office', 'Waiting'] | [''] | ST
900 | 900 |  |  |  | Mesa ocasional | Table, Occasional, Lamp | Tableau, occasionnel, lampe |  |  | EB | GF | ['Aula', 'DESPACHO INDIVIDUAL', 'LAVANDERIA', 'Lobby', 'MORGUE', 'Open Office Area', 'Rehabilitacion', 'Security Office', 'Waiting'] | ['DESPACHO INDIVIDUAL', 'Office Unit Head, Laundry', 'Lobby', 'Body Viewing room', 'Open Office Area', 'Lenguage', 'Security Office', 'Waiting'] | [''] | ST
901 | 901 |  |  |  | Mesa ocasional, I | Table ocasional | Tableau, occasionnel |  |  | EB | GF | ['Lobby'] | ['Lobby'] | [''] | ST
902 | 902 |  |  |  | Mesa para comedor | Table, Dining | Table, Salle |  | FF1530 | MC |  | ['Kitchen', 'Lounge', 'MORGUE', 'Staff Lounge'] | ['Kitchen', 'Lounge', 'Body Viewing room', 'Staff Lounge'] | [''] | ST
903 | 903 |  |  |  | Mesa para comer | Table, Overbed | Table manger |  |  | MC |  | ['INPATIENT RM', 'DOUBLE INPATIENT RM', 'PRESIDENTIAL INPATIENT ROOM', 'INPATIENT ISO RM', 'SLEEP LAB'] | ['BARIATRIC INPATIENT ROOM', 'DOUBLE INPATIENT RM', 'INPATIENT RM', 'PEDS INPATIENT RM', 'PRESIDENTIAL INPATIENT ROOM', 'INPATIENT ISO RM', 'OBS DOUBLE INPATIENT RM', 'OBS INPATIENT RM'] | [''] | ST
904 | 904 |  |  |  | Mesa para comer | Table, Overbed | Table manger |  | TAB073 | MC |  | ['INPATIENT RM', 'DOUBLE INPATIENT RM', 'PRESIDENTIAL INPATIENT ROOM', 'INPATIENT ISO RM', 'SLEEP LAB'] | ['BARIATRIC INPATIENT ROOM', 'DOUBLE INPATIENT RM', 'INPATIENT RM', 'PEDS INPATIENT RM', 'PRESIDENTIAL INPATIENT ROOM', 'INPATIENT ISO RM', 'OBS DOUBLE INPATIENT RM', 'OBS INPATIENT RM'] | [''] | ST
905 | 905 |  |  |  | Mesa para desbarrasado | Tabletop Special Desbarasado | Table pour déchets |  |  | EB | GF | ['Kitchen'] | ['Washing area'] | ['Pot / Dish Washing Area'] | MED
906 | 906 |  |  |  | Mesa para endoscopia | Endoscopy table | Table d’endoscopie orientable |  |  | MC |  | ['Endo'] | ['Endo-Base'] | [''] | MED
907 | 907 |  |  |  | Mesa para reuniones | Table for meeting | Table de réunion |  |  | EB | GF | ['Meeting Room'] | ['Sala Multipropósito'] | [''] | ST
908 | 908 |  |  |  | Mesa plegable | Folding table | Table pliante |  | TA-12 | EB | GF | ['Aula'] | ['Aula'] | [''] | ST
909 | 909 |  |  |  | Mesa puente | Over Bed Table | Table-pont hydrauloque tourinox |  |  | MC |  | ['UTPR', 'UTPR DOBLE'] | ['UTPR', 'UTPR DOBLE'] | [''] | MED
910 | 910 |  |  |  | Mesa Trabajo, trabajo electrico | Workbench, Electric, Pedestal Base | Table du travail, des travaux d'électricité |  | ET1155 | EB | GE | ['Taller'] | ['Taller', ''] | [''] | ST
911 | 911 |  |  |  | Mesa, auxiliar | Table lamp | Tableu Lamp |  | LO-02 | EB | GF | ['Guest Room'] | ['Guest Room'] | [''] | ST
912 | 912 |  |  |  | Mesa, café rectangular | Coffee table, rectangular | Table basse |  | TA-01B | EB | GF | ['Waiting'] | ['Waiting'] | [''] | ST
913 | 913 |  |  |  | Mesa, cafeteria | Cafeteria table | Table ronde |  |  | EB | GF | ['Cafeteria'] | ['café-SERV'] | [''] | ST
914 | 914 |  |  |  | Mesa, encimera de metal | Bench, Work, Metal Top | Table, travail, Métal Haut |  | ET1065 | EB | GF | ['Taller'] | ['Taller'] | [''] | ST
915 | 915 |  |  |  | Mesa, esquina 750x750 mm | Corner Type Work Table 750x750 Mm | Table de travail 750x750 Mm |  |  | EB | GF | ['Cafeteria'] | ['Cocina-Café'] | [''] | ST
916 | 916 |  |  |  | Mesa, exploración / Tratamiento, adjustable, Ginecológica | Table, Exam/Treatment, Adjustable, Gynecology | Tableau, examen / traitement, réglable, gynécologie |  | MS3336 | BI |  | ['Treatment Room'] | ['Treatment Room'] | [''] | MED
917 | 917 |  |  |  | Mesa, infantil | Children's Table - bentwood furniture w/laminate top | Table, enfant |  |  | EB | GF | ['ARTS AND CRAFTS', 'Play Area'] | ['ARTS AND CRAFTS', 'Play Area'] | [''] | ST
918 | 918 |  |  |  | Mesa, mural caliente | Table, warming wall mounted | Table chaude |  |  | EB | GE | ['Kitchen'] | ['Autoservicio y comedor'] | [''] | ST
919 | 919 |  |  |  | Mesa, ordenador, pequeña | Table, Computer, Small | Tableau, Ordinateur, Petit |  | FF1460 | EB | GF | ['Blood Bank'] | ['(Transfusion Service)'] | [''] | ST
920 | 920 |  |  |  | Mesa, trabajo, acero. Inox. | Table, Work, Stainless Steel | Tableau, travail, en acier inoxydable |  |  | EB | GF | ['LAVANDERIA'] | ['Linen Repair', 'Uniform exchange'] | [''] | MED
921 | 921 |  |  |  | Mesa. Lab, altura variable, eléctrica | Work bench, height adjustable table with electric motor | Table réglable de taille a/moteur éltc |  |  | UE |  | ['Blood Bank', 'LAB'] | ['Bioquímica + Hemato', 'GENETIC (& REPRODUCTIVE MEDICINE)', 'MOLECULA BIOLOGY LABORATORY', 'Preanalitica', 'SEROLOGY'] | ['', 'Manual'] | MED
922 | 922 |  |  |  | Mesas modulables | Folding Table | Tables modulaires |  | TA-07 | EB | GF | ['COMPUTER LAB', 'DORMITORIO MEDICO', 'PRE-FUNCTION'] | ['COMPUTER LAB', 'DORMITORIO MEDICO', 'PRE-FUNCTION'] | [''] | MED
923 | 923 |  |  |  | Mesilla dormitorio | Table, bedside | Table d'appoint |  | TB-02 | EB | GF | ['Dormitorio Acompañante', 'Guest Room', 'LIVING RM / MAJILIS'] | ['Dormitorio Acompañante', 'Guest Room', 'LIVING RM / MAJILIS'] | [''] | ST
924 | 924 |  |  |  | Metro lineal de forntal doble | Front double, lienar m | Mètre double face |  |  | BI |  | ['CDSS'] | ['Esterilizar'] | [''] | ST
925 | 925 |  |  |  | Mezclador codo3/4 | Elbow Op.Mixer Tap+Spout-3/4Single Hole | Mixer Elbow Op.Tap + Bec-3/4 Single Hole |  |  | EB | GE | [] | [] | [] | MED
926 | 926 |  |  |  | Mezcladora de polvo |  | Mélangeur de poudre |  |  | BI |  | [] | [] | [] | MED
927 | 927 |  |  |  | Mezcladora para preparación de grageas |  | Mixer dragée |  |  | BI |  | [] | [] | [] | MED
928 | 928 |  |  |  | Micro onda con aplicador focal | Micro wave focal applicator | Micro-onde applicateur avec focal |  |  | BI |  | ['Rehabilitacion'] | ['MICROWAVE ROOM'] | ['rehb'] | MED
929 | 929 |  |  |  | Micronebulizador pediatrico |  | Micronebulizador pédiatrique |  |  | BI |  | [] | [] | [] | MED
930 | 930 |  |  |  | Microondas | Microwave oven | Micro-ondes, four |  | FS1695 | EB | GE | ['Alimentación', 'BREAKOUT AREA', 'Cafeteria', 'sala estar personal'] | ['Nourishment', 'BREAKOUT AREA', 'café-SERV', 'ESTAR DE PERSONAL'] | [''] | MED
931 | 931 |  |  |  | Microondas | Microwave oven | Micro-ondes, four |  |  | EB | GE | ['Alimentación', 'BREAKOUT AREA', 'Cafeteria', 'sala estar personal'] | ['Nourishment', 'BREAKOUT AREA', 'café-SERV', 'ESTAR DE PERSONAL'] | [''] | MED
932 | 932 |  |  |  | Microscopio analizador de corneas |  | Cornées microscope de l'analyseur |  |  | BI |  | [] | [] | [] | MED
933 | 933 |  |  |  | Microscopio binocular con CF | Microscope binocular, Phase contrast | Microscope binoculaire avec CF |  |  | BI |  | ['LAB', 'Microscopio RM'] | ['GENETIC (& REPRODUCTIVE MEDICINE)', 'Microbiology', ''] | [''] | MED
934 | 934 |  |  |  | Microscopio de discusión y docencia digital con pantalla plana LCD de 40 y doble observador | Microscope, teaching, digital w/monitor and double obs. | Microscope de iscussion et de l'enseignement avec écran LCD numérique à écran plat de 40 à double observateur |  |  | BI |  | [] | [] | [] | MED
935 | 935 |  |  |  | Microscopio de fluorescencia | Microcope, fluorescence | Microscope à fluorescence |  |  | BI |  | ['Microscopio RM'] | [''] | [''] | MED
936 | 936 |  |  |  | Microscopio especular |  | Microscope spéculaire |  |  | BI |  | [] | [] | [] | MED
937 | 937 |  |  |  | Microscopio para cirugía ORL | Microscope surgical, ENT | Microscope chirurgical ENT |  |  | BI |  | ['Hybrid OP', 'Operation room'] | ['Hybrid OP', 'Operatio room'] | [''] | MED
938 | 938 |  |  |  | Microscopio para neurocirugía |  | Microscope pour la neurochirurgie |  |  | BI |  | [] | [] | [] | MED
939 | 939 |  |  |  | Microscopio para neurocirugía (I) | Microscope surgical, neurosurgery I | Microscope pour la neurochirurgie I |  |  | BI |  | ['Hybrid OP', 'Operation room'] | ['Hybrid OP', 'Operatio room'] | [''] | MED
940 | 940 |  |  |  | Microscopio para neurocirugía (II) | Microscope surgical, neurosurgery II | Microscope pour la neurochirurgie II |  |  | BI |  | ['Hybrid OP', 'Operation room'] | ['Hybrid OP', 'Operatio room'] | [''] | MED
941 | 941 |  |  |  | Microscopio para Patólogo y Citotécnico |  | Microscope pathologiste et cytotechnologist |  |  | BI |  | [] | [] | [] | MED
942 | 942 |  |  |  | Microscopio quirúrgico para cirugía oftalmología ambulatoria | Microscope surgical OFT | Microscope chirurgical OFT |  |  | BI |  | ['Hybrid OP', 'Operation room'] | ['Hybrid OP', 'Operatio room'] | [''] | MED
943 | 943 |  |  |  | Microscopio, binocular | Microscope, Binocular | Microscope binoculaire |  |  | BI |  | ['Blood Bank', 'LAB', 'Microscopio RM'] | ['Bioquímica + Hemato', 'GENETIC (& REPRODUCTIVE MEDICINE)', 'MOLECULA BIOLOGY LABORATORY', 'SEROLOGY', ''] | [''] | MED
944 | 944 |  |  |  | Microscopio, enseñanza, multiple cabezal | Microscope, Teaching, Multiple Head | Microscope, l'enseignement, la tête multiple |  |  | BI |  | ['Blood Bank', 'LAB', 'Microscopio RM'] | ['Bioquímica + Hemato', 'GENETIC (& REPRODUCTIVE MEDICINE)', 'MOLECULA BIOLOGY LABORATORY', 'SEROLOGY', ''] | [''] | MED
945 | 945 |  |  |  | Microtomo motorizado para cortes en parafina |  | Microtome motorisé pour des coupes en paraffine |  |  | BI |  | [] | [] | [] | MED
946 | 946 |  |  |  | Mini Sistema Preanalítico Automático y sencillo (centrífuga y descapsulador) | Mini Automatic and easy preanalytical system (centrifugal and decapper) | Préanalytique Mini système automatique et facile (centrifuge et décapsuleur) |  |  | BI |  | ['LAB'] | ['Core Lab'] | ['QUICK RESPONSE AREA'] | MED
947 | 947 |  |  |  | Módulo bajo Lab. c/encimera | Under bench unit | Module Lab bas avec compteur |  | LY0016 | EB | GF | ['Blood Bank', 'Blood Gas', 'Extracción', 'Farmacia', 'Histo-Pato', 'LAB', 'Microscopio RM'] | ['(Transfusion Service)', 'Bioquímica + Hemato', '', 'Worstation', 'GENETIC (& REPRODUCTIVE MEDICINE)', 'Microbiology', 'MOLECULA BIOLOGY LABORATORY', 'Preanalitica', 'SEROLOGY', 'Uroanalis'] | ['', 'Manual'] | ST
948 | 948 |  |  |  | Módulo con 4 bombas de infusión intravenosa jeringa con gestión y conexión a red | Syringe pump, module 4 und w/ management and networking | Module 4 IV gestion de la seringue de la pompe à perfusion et le réseautage |  |  | X COMDTO |  | ['BOX NICU', 'BOX UCI ADULTOS', 'BOX UCI PEDIATRICA'] | ['BOX DOBLE NICU', 'BOX NEO INTERMEDIO', 'BOX NICU', 'BOX TRIPLE NICU', 'BOX UCI ADULTOS', 'BOX UCI PEDIATRICA'] | [''] | MED
949 | 949 |  |  |  | Módulo con 4 bombas de infusión intravenosa volumétrica con gestión y conexión a red | Infusion pump, module 4 und w/ management and networking | Module 4 vol pompes à perfusion a/ la direction et la mise en réseau |  |  | X COMDTO |  | ['BOX NICU', 'BOX UCI ADULTOS', 'BOX UCI PEDIATRICA'] | ['BOX DOBLE NICU', 'BOX NEO INTERMEDIO', 'BOX NICU', 'BOX TRIPLE NICU', 'BOX UCI ADULTOS', 'BOX UCI PEDIATRICA'] | [''] | MED
950 | 950 |  |  |  | Módulo de almacenaje | Childen´s Shelving Unit | Module de stockage |  |  | EB | GF | ['ARTS AND CRAFTS', 'Play Area'] | ['ARTS AND CRAFTS', 'Play Area'] | [''] | ST
951 | 951 |  |  |  | Modulo de ampliación para IBP, Gasto cardiaco y etCO2 | IBP, cardiac output and et-CO2 module | Module d'extension pour IBP, EtCO2 et débit cardiaque |  |  | X COMDTO |  | ['BOX UCI ADULTOS', 'BOX UCI PEDIATRICA'] | ['BOX UCI ADULTOS', 'BOX UCI PEDIATRICA'] | [''] | MED
952 | 952 |  |  |  | Módulo de software de diagnóstico de PEATC y de PEA clínico (Potenciales evocados auditivos) | Diagnostic Module Auditory evoked potential (ABR System) | Module logiciel diagnostic clinique, PEA ABR (potentiels évoqués auditifs) |  |  | BI |  | ['Gabinete'] | ['Neuro'] | [''] | MED
953 | 953 |  |  |  | Módulo doble, bajo Lab. c/encimera | Laboratory double work bench | Laboratoire établi à double |  |  | EB | GF | ['Blood Bank', 'Blood Gas', 'Extracción', 'Farmacia', 'Histo-Pato', 'LAB', 'Microscopio RM'] | ['Bioquímica + Hemato', '', 'Worstation', 'GENETIC (& REPRODUCTIVE MEDICINE)', 'Microbiology', 'MOLECULA BIOLOGY LABORATORY', 'Preanalitica', 'SEROLOGY', 'Uroanalis'] | ['', 'Manual'] | MED
954 | 954 |  |  |  | Módulo Lab. para refrigerador bajomesa | Under bench for laboratory refrigerator | Module de laboratoire sous la table réfrigérateur |  |  | EB | GF | ['Blood Bank', 'Blood Gas', 'Extracción', 'Farmacia', 'Histo-Pato', 'LAB'] | ['Bioquímica + Hemato', '', 'Worstation', 'GENETIC (& REPRODUCTIVE MEDICINE)', 'Microbiology', 'MOLECULA BIOLOGY LABORATORY', 'Preanalitica', 'SEROLOGY', 'Uroanalis'] | ['', 'Manual'] | MED
955 | 955 |  |  |  | Módulo libre Lab. c/encimera | Laboratory work bench C | Le travail de laboratoire banc C |  |  | EB | GF | ['Blood Bank', 'Blood Gas', 'Extracción', 'Farmacia', 'Histo-Pato', 'LAB', 'Microscopio RM'] | ['Bioquímica + Hemato', '', 'Worstation', 'GENETIC (& REPRODUCTIVE MEDICINE)', 'MOLECULA BIOLOGY LABORATORY', 'Preanalitica', 'SEROLOGY', 'Uroanalis'] | ['', 'Manual'] | MED
956 | 956 |  |  |  | Modulo para GC, IBP y etCO2 | IBP, Cardiac output and et-CO2 module | Module GC, IBP et EtCO2 |  |  | BI |  | ['BOX NICU'] | ['BOX DOBLE NICU', 'BOX NEO INTERMEDIO', 'BOX NICU', 'BOX TRIPLE NICU'] | [''] | MED
957 | 957 |  |  |  | Módulo suelo Lab. c/pileta resistente a químicos | Cabinet w/ sink, chemical resistance, floor mounted | Cabinet avec évier, résistance chimique, monté au sol |  |  | EB | GF | ['Blood Bank', 'Blood Gas', 'Extracción', 'Farmacia', 'Histo-Pato', 'LAB', 'Microscopio RM'] | ['(Transfusion Service)', 'Bioquímica + Hemato', '', 'Worstation', 'GENETIC (& REPRODUCTIVE MEDICINE)', 'Microbiology', 'MOLECULA BIOLOGY LABORATORY', 'Preanalitica', 'SEROLOGY', 'Uroanalis'] | ['', 'Manual'] | MED
958 | 958 |  |  |  | Módulo transcutáneo de capnografía y pulsiometría | Capnography & Pulsioximetry, transcutaneous module | Module d'oxymétrie et la capnographie transcutanée |  |  | BI |  | ['BOX NICU'] | ['BOX DOBLE NICU', 'BOX NEO INTERMEDIO', 'BOX NICU', 'BOX TRIPLE NICU'] | [''] | MED
959 | 959 |  |  |  | Módulo, 4 cajones | Cabinet, U/C/B, 4 Drawer, 36x24x22 | Cabinet, U / C / B, 4 tiroirs, 36x24x22 |  | FC1105 | MC |  | ['Kitchen', 'Lounge', 'Staff Lounge'] | ['Kitchen', 'Lounge', 'Staff Lounge'] | [''] | ST
960 | 960 |  |  |  | Módulo, fregadero, 2 puertas | Cabinet, Sink, U/C/B, 2 Door, 36x48x22 | Module, évier, 2 portes |  | FC1235 | MC |  | ['Alimentación', 'Ante-Room', 'BREAKOUT AREA', 'Kitchen', 'Lounge', 'MORGUE', 'Staff Lounge'] | ['Nourishment', 'Ante-Room', 'BREAKOUT AREA', 'Kitchen', 'Lounge', 'Body preparation room', 'Staff Lounge'] | [''] | ST
961 | 961 |  |  |  | Módulo, fregadero, 2 puertas | Cabinet, Sink, U/C/B, 2 Door, 36x48x22 | Module, évier, 2 portes |  | FC1195 | MC |  | ['Alimentación', 'Ante-Room', 'BREAKOUT AREA', 'Kitchen', 'Lounge', 'MORGUE', 'Staff Lounge'] | ['Nourishment', 'Ante-Room', 'BREAKOUT AREA', 'Kitchen', 'Lounge', 'Body preparation room', 'Staff Lounge'] | [''] | ST
962 | 962 |  |  |  | Molde para supositorios | Suppository mold | Moule à suppositoires |  |  | BI |  | ['Farmacia'] | ['Preparación soluciones'] | [''] | MED
963 | 963 |  |  |  | Molinillo café | Cafe grinder | Broyeur à café |  |  | EB | GE | ['Cafeteria'] | ['café-SERV'] | [''] | ST
964 | 964 |  |  |  | Monitor anteparto | Fetal monitor | Moniteur foetal Antepartum |  |  | BI |  | ['Gabinete'] | ['Gine & Obst'] | [''] | MED
965 | 965 |  |  |  | Monitor anteparto con telemetría | Fetal monitor, telemtry | Moniteur foetal Antepartum avec télémétrie |  |  | BI |  | ['Gabinete'] | ['Gine & Obst'] | [''] | MED
966 | 966 |  |  |  | Monitor Bis (índice bispectral) | Monitor BIS | Moniteur BIS (index bispectral) |  |  | BI |  | ['Hybrid OP', 'Operation room'] | ['Hybrid OP', 'Operatio room'] | [''] | MED
967 | 967 |  |  |  | Monitor de diálisis | Dyalisis System | Dialyse Moniteur |  |  | BI |  | ['DIÁLISIS'] | ['Dialisis'] | [''] | MED
968 | 968 |  |  |  | Monitor de transporte neonatal | Monitor neonatal transport | Moniteur de transport néonatal |  |  | BI |  | ['UTPR', 'UTPR DOBLE'] | ['UTPR', 'UTPR DOBLE'] | [''] | MED
969 | 969 |  |  |  | Monitor de transporte: ECG, R, NIBP, 1xTª, SpO2 | Monitor, transport: ECG, R, NIBP, 1xTª, SpO2 | Moniteur, le transport: ECG, R, PNI, 1XT ª, SpO2 |  |  | BI |  | ['CENTRAL ENFERMERIA', 'CENTRAL WORKSTATION', 'UTPR', 'UTPR DOBLE'] | ['CENTRAL ENFERMERIA', 'UTPR', 'UTPR DOBLE'] | [''] | MED
970 | 970 |  |  |  | Monitor electrocardiograma (ECG 12 canales) | ECG unit, 12 channels | Moniteur électrocardiogramme (ECG 12 canaux) |  |  | BI |  | ['CENTRAL ENFERMERIA', 'CENTRAL WORKSTATION', 'Choque', 'Gabinete'] | ['CENTRAL ENFERMERIA', 'Choque', 'Cardio'] | [''] | MED
971 | 971 |  |  |  | Monitor intraparto con telemetría | Fetal & maternal monitor | Intrapartum Moniteur foetal avec télémétrie |  |  | BI |  | ['UTPR', 'UTPR DOBLE'] | ['UTPR', 'UTPR DOBLE'] | [''] | MED
972 | 972 |  |  |  | Monitor NIBP & SpO2 | Bedpatient monitor, NIBP & SpO2 | Moniteur patient Bed NIBP & Sp02 |  |  | BI |  | ['CENTRAL ENFERMERIA', 'CENTRAL WORKSTATION', 'CONSULTA GENERAL', 'Extracción', 'Minor Procedures', 'Nebulización', 'Observación', 'Prep/Recovery Room', 'Treatment Room'] | ['CENTRAL ENFERMERIA', 'CONSULTA GENERAL', 'CONSULTA GINECOBS', 'CONSULTA NICU', 'CONSULTA PEDIATRI', 'SAMPLE TAKING', 'Consultorio-Enf', 'Nebulización', 'Observación', 'Minor Procedures'] | ['', 'Consultorio-Enf'] | MED
973 | 973 |  |  |  | Monitor paciente gama alta |  | Moniteur patient haut de gamme |  |  | BI |  | [] | [] | [] | MED
974 | 974 |  |  |  | Monitor paciente parámetros vitales | Bedpatient monitor | Moniteur patient Bed |  |  | BI |  | ['Choque', 'DIÁLISIS', 'Hybrid OP', 'Operation room'] | ['Choque', 'Dialisis', 'Hybrid OP', 'Operatio room'] | [''] | MED
975 | 975 |  |  |  | Monitor para colectar sangre | Blood collection monitor | Moniteur pour recueillir le sang |  |  | BI |  | ['Blood Bank'] | ['(Transfusion Service)', ''] | [''] | MED
976 | 976 |  |  |  | Monitor parámetros vitales, 6 canales | Monitor, Physiological, Bedside, 6 Channel | Surveillance, physiologique, de nuit, 6 canaux |  | MS2840 | BI |  | ['Prep/Recovery Room'] | ['Prep/Recovery Room'] | [''] | MED
977 | 977 |  |  |  | Monitor signos vitales (ECG, NIBP, SpO2) | Monitor, Vital Signs | Moniteur les signes vitaux (ECG, PNI, SpO2) |  | MS1910 | BI |  | ['Holding Bay'] | ['Holding Bay'] | [''] | MED
978 | 978 |  |  |  | Monitor táctil de control de sobremesa de 15 con PC | Connectivity for laptop | Moniteur de contrôle tactile de bureau PC 15 |  |  | EB | GF | [] | [] | [] | MED
979 | 979 |  |  |  | Monitores de radiación de áreas para medicina nuclear. | Contamination monitor w/ Radioactive check device | Moniteurs de rayonnement domaines de la médecine nucléaire. |  |  | EB | GE | ['Gammacamara'] | ['Gammacamara'] | ['rx'] | MED
980 | 980 |  |  |  | Montador automático de preparaciones en vidrio |  | Assembler préparations de verre automatique |  |  | BI |  | [] | [] | [] | MED
981 | 981 |  |  |  | Montantes y dinteles acero inoxidable para lavadoras instaladas en pared | Mounting set washing machine | Montants linteaux et rondelles en acier inoxydable installés dans le mur |  |  | BI |  | ['CDSS'] | ['Lavar Carros'] | [''] | MED
982 | 982 |  |  |  | Mostrador | Desk unit | Comptoir |  |  | EB | GF | ['CENTRAL WORKSTATION', 'Guest Room', 'LIVING RM / MAJILIS'] | ['CENTRAL WORKSTATION', 'Guest Room', 'LIVING RM / MAJILIS'] | [''] | ST
983 | 983 |  |  |  | Mostrador | Desk unit | Comptoir |  | DT-02 | EB | GF | ['CENTRAL WORKSTATION', 'Guest Room', 'LIVING RM / MAJILIS'] | ['CENTRAL WORKSTATION', 'Guest Room', 'LIVING RM / MAJILIS'] | [''] | ST
984 | 984 |  |  |  | Mostrador 400mm, Open Hyg.Base,1side | Work Top 400mm,Open Hyg.Base,1side | Comptoir 400 mm, ouvert Hyg.Base, 1 côté |  |  | EB | GF | ['Cafeteria'] | ['Cocina-Café'] | [''] | MED
985 | 985 |  |  |  | Mostrador de recepción | Reception desk | Comptoir |  |  | EB | GF | ['CEO RECEPTION'] | ['CEO RECEPTION'] | [''] | MED
986 | 986 |  |  |  | Mostrador doble puesto | Bench, double | Comptoir, double |  |  | UE |  | ['CENTRAL ENFERMERIA', 'CENTRAL WORKSTATION'] | ['CENTRAL ENFERMERIA'] | [''] | MED
987 | 987 |  |  |  | Mostrador doble repisa en L, con lámpara | Bench counter w/double level atention, L shape | Comptoir double niveau, en forme de L |  |  | UE |  | ['CENTRAL ENFERMERIA', 'CENTRAL WORKSTATION'] | ['CENTRAL ENFERMERIA'] | [''] | MED
988 | 988 |  |  |  | Mostrador doble repisa en U | Bench counter, double level atention, U shape | Comptoir, atention double niveau, en forme de U |  |  | UE |  | ['Farmacia'] | ['Farmacocinética', 'Farmacotecnia', 'Preparación génica', 'Preparación soluciones'] | [''] | MED
989 | 989 |  |  |  | Mostrador recepción, 5 puestos | Reception Station, 5 Staff Members | station de réception, 5 Membres du personnel A |  | MC1761 | EB | GF | ['Recepcion'] | ['Recepcion'] | [''] | MED
990 | 990 |  |  |  | Mostrador simple repisa | Bench counter, simple | Comptoir tablette,simple |  |  | UE |  | ['ADMIN RECEPTION', 'Ante-Room', 'Seguridad'] | ['ADMIN RECEPTION', 'Ante-Room', 'Seguridad'] | [''] | MED
991 | 991 |  |  |  | Mostrador-Consultas | Counter, control | Comptoir-cabinet |  |  | UE |  | ['CENTRAL ENFERMERIA', 'CENTRAL WORKSTATION'] | ['CENTRAL ENFERMERIA'] | [''] | MED
992 | 992 |  |  |  | Mostrador, farmacia, 1500 mmm | Countertop, pharmacy, 1500 mm | Comptoir, pharmacie, 1500 mm |  |  | EB | GF | ['Medicación'] | ['Medicación'] | [''] | MED
993 | 993 |  |  |  | Mostrador, lab A | Laboratory work bench A | Comptoir, Lab A |  | LF0001 | EB | GF | ['Blood Bank'] | ['(Transfusion Service)'] | [''] | ST
994 | 994 |  |  |  | Mostrador, lobby VIP | Presidential lobby, royal lobby | Bureau, hall VIP |  | R.8 | EB | GF | ['Lobby'] | ['Lobby'] | [''] | MED
995 | 995 |  |  |  | Mostrador, recepción | Reception counter | Comptoir d'accueil |  |  | EB | GF | ['Cashier', 'Recepcion'] | ['Recepcion'] | [''] | ST
996 | 996 |  |  |  | Motor a batería para grandes fragmentos | Trauma motor, battery, big fragment | Moteur Batterie Grand Fragment |  |  | BI |  | ['Hybrid OP', 'Operation room'] | ['Hybrid OP', 'Operatio room'] | [''] | MED
997 | 997 |  |  |  | Motor baja y alta velocidad para trauma ( pequeños fragmentos, mano, pie, ligamentos y artroscopia, columna ) | Low and high speed trauma motor (small pieces, hand, foot, ligaments and arthroscopy, spine) | Moteur basse et haute vitesse traumatisme (petits morceaux, main, pied, les ligaments et l'arthroscopie, colonne) |  |  | BI |  | ['Hybrid OP', 'Operation room'] | ['Hybrid OP', 'Operatio room'] | [''] | MED
998 | 998 |  |  |  | Mueble a medida para material | Cabinet for store | Cabinet de magasin |  |  | UE |  | ['CONSULTA GENERAL', 'Gabinete'] | ['CONSULTA MAXILO', 'Und. Dental'] | [''] | MED
999 | 999 |  |  |  | Mueble bajo c/encimera, pileta y puertas bajas. | Casework w/topbench, sink and lower door cabinet | Meuble bas avec comptoir, évier et portes basses. |  |  | UE |  | ['Alimentación', 'Care-Neonato', 'CONSULTA GENERAL', 'DIÁLISIS', 'Eco', 'Farmacia', 'Gabinete', 'Minor Procedures', 'Oficio limpio', 'Taller', 'Treatment Room', 'UTPR', 'UTPR DOBLE'] | ['Nourishment', 'Biberonería', 'Cuidaos del recién nacido', 'Zona de soporte', 'CONSULTA GENERAL', 'CONSULTA GINECOBS', 'CONSULTA NICU', 'CONSULTA OFT', 'CONSULTA PEDIATRI', 'CONSULTA REHABILITA', 'Dialisis', 'Eco', 'Preparación génica', 'Gabinete - Base', 'Consultorio-Enf', 'Quir menor', 'Oficio limpio', 'Taller', '', 'Minor Procedures', 'UTPR', 'UTPR DOBLE'] | ['', 'rx', 'Quir menor', 'Consultorio-Enf'] | MED
1000 | 1000 |  |  |  | Mueble bañera para recién nacido | Casework w/baby bath | Meuble de salle de bain du nouveau-né |  |  | MC |  | ['Care-Neonato', 'INPATIENT RM', 'SLEEP LAB'] | ['Cuidaos del recién nacido', 'PEDS INPATIENT RM', 'OBS DOUBLE INPATIENT RM', 'OBS INPATIENT RM'] | [''] | MED
1001 | 1001 |  |  |  | Mueble bebé UDPR | LDR casework for neonate reanimation | Table de pédiatrie |  |  | UE |  | ['UTPR', 'UTPR DOBLE'] | ['UTPR', 'UTPR DOBLE'] | [''] | MED
1002 | 1002 |  |  |  | Mueble box urgencias | Casework, emergency | Casework, d'urgence |  |  | UE |  | ['Choque'] | ['Choque'] | [''] | MED
1003 | 1003 |  |  |  | Mueble con puertas bajas y estanterías | Cupboard w/ upper shelving and lower doors | Meuble portes basses et étagères |  |  | EB | GF | ['Eco', 'PACS', 'Telemedicina'] | ['Eco', 'PACS', 'Telemedicina'] | ['rx', 'Secretaria'] | ST
1004 | 1004 |  |  |  | Mueble consulta yesos | Cast cupboard | Meubles consultation plâtres |  |  | UE |  | ['Cast'] | ['Cast'] | [''] | MED
1005 | 1005 |  |  |  | Mueble de control |  | Meuble contrôle |  |  | UE |  | [] | [] | [] | MED
1006 | 1006 |  |  |  | Mueble de trabajo de acero inoxidable con fregadero | Casework w/ sink, stainless steel | Meuble de travail en acier inoxydable |  |  | UE |  | ['Farmacia'] | ['Preparación de unidosis', 'Preparación soluciones'] | [''] | MED
1007 | 1007 |  |  |  | Mueble habitación, armario | Room furniture, wardrobe | Armoire chambre malade |  |  | UE |  | ['Dormitorio Acompañante', 'DORMITORIO MEDICO', 'Guest Room', 'INPATIENT RM', 'DOUBLE INPATIENT RM', 'PRESIDENTIAL INPATIENT ROOM', 'INPATIENT ISO RM', 'SLEEP LAB'] | ['Dormitorio Acompañante', 'DORMITORIO MEDICO', 'BARIATRIC INPATIENT ROOM', 'DOUBLE INPATIENT RM', 'INPATIENT RM', 'PEDS INPATIENT RM', 'PRESIDENTIAL INPATIENT ROOM', 'INPATIENT ISO RM', 'OBS DOUBLE INPATIENT RM', 'OBS INPATIENT RM'] | [''] | ST
1008 | 1008 |  |  |  | Mueble para computadora | Cupborad for computer | Cupborad pour ordinateur |  |  | EB | GF | ['Meeting Room'] | ['Sala Multipropósito'] | [''] | ST
1009 | 1009 |  |  |  | Mueble vertedero | Dump module | Meubles décharge |  |  | UE |  | ['ENVIRONMENTAL SERVICE', 'Oficio sucio'] | ['Limpieza', 'Oficio sucio'] | [''] | ST
1010 | 1010 |  |  |  | Muñequeras y tobilleras lastradas de 0,5 a 5 kg |  | Poignets et poids de la cheville contre 0.5 à 5 kg |  |  | BI |  | [] | [] | [] | MED
1011 | 1011 |  |  |  | Navegador de ortopedia | Navigation System , ortho | Orthopédie du navigateur |  |  | BI |  | ['Hybrid OP', 'Operation room'] | ['Hybrid OP', 'Operatio room'] | [''] | MED
1012 | 1012 |  |  |  | Nebulizador | Nebulizer | Nébuliseur |  |  | BI |  | ['BOX NICU'] | ['BOX DOBLE NICU', 'BOX NEO INTERMEDIO', 'BOX NICU', 'BOX TRIPLE NICU'] | [''] | MED
1013 | 1013 |  |  |  | Nebulizador portatil | Nebulizer, portable | Nébuliseur portable |  |  | BI |  | ['Nebulización'] | ['Nebulización'] | [''] | MED
1014 | 1014 |  |  |  | Nebulizador ultrasónico | Nebulizer, Ultrasonic | Nébuliseur ultrasonique |  | MS1330 | BI |  | ['Care-Neonato', 'CENTRAL WORKSTATION'] | ['Base', 'Central Workstation'] | [''] | MED
1015 | 1015 |  |  |  | Negatoscopio Digital | Negatoscope, digital | Negatoscope, digital |  |  | MC |  | ['Meeting Room'] | ['Sala Multipropósito'] | [''] | MED
1016 | 1016 |  |  |  | Negatoscopio, 1 cuerpo | Negatoscope, 1 body | Negatoscope, 1 corps |  |  | MC |  | ['CONSULTA GENERAL', 'Gabinete'] | ['CONSULTA MAXILO', 'Und. Dental'] | [''] | MED
1017 | 1017 |  |  |  | Negatoscopio, doble, mural | Illuminator, Film, Double, Wall Mounted | Imprimeuse, données d'enregistrement, électrique |  | RD1255 | BI |  | ['Care-Neonato', 'CENTRAL WORKSTATION', 'Treatment Room'] | ['Base', 'Central Workstation', 'Treatment Room'] | [''] | MED
1018 | 1018 |  |  |  | Neuroestimulador Plexo y nervios periféricos con ecógrafo portátil | Nerve Stimulator for Peripheral Regional Anesthesia | Plexus et des nerfs périphériques neurostimulateur avec des ultrasons portable |  |  | BI |  | ['Hybrid OP', 'Operation room'] | ['Hybrid OP', 'Operatio room'] | [''] | MED
1019 | 1019 |  |  |  | Nevera +2º C a +14º C para muestras/productos | Refrigerator, sample +2 / +14º C | Réfrigérateur 2 à +14 º C pour les échantillons / produits |  |  | MC |  | ['CONSULTA GENERAL'] | ['CONSULTA GENERAL', 'CONSULTA GINECOBS', 'CONSULTA NICU', 'CONSULTA PEDIATRI'] | [''] | ST
1020 | 1020 |  |  |  | Neveras, transporte de bolsa de sangre | Coolers, Blood Transport | Réfrigérateur potable, poche de sang |  | LB2180 | MC |  | ['Blood Bank'] | ['(Transfusion Service)', ''] | [''] | ST
1021 | 1021 |  |  |  | Neveras, transporte de bolsa de sangre | Coolers, Blood Transport | Réfrigérateur potable, poche de sang |  |  | MC |  | ['Blood Bank'] | ['(Transfusion Service)', ''] | [''] | ST
1022 | 1022 |  |  |  | OCT |  | OCT |  |  | BI |  | [] | [] | [] | MED
1023 | 1023 |  |  |  | Oftalmoscopio / Otoscopio, mural | Otoscope/Ophthalmoscope, Wall Mounted | Otoscope / ophtalmoscope, fixé au mur |  | MS1920 | BI |  | ['Treatment Room'] | ['Treatment Room'] | [''] | MED
1024 | 1024 |  |  |  | Oftalmoscopio / Otoscopio, sobremesa | Ophthalmoscope/ Otoscope Desk Set | Ophtalmoscope / Otoscope Set bureau |  | MS1930 | BI |  | ['CENTRAL WORKSTATION'] | ['Central Workstation'] | [''] | MED
1025 | 1025 |  |  |  | Oftalmoscopio binocular indirecto | Oftalmoscope, binocular indirect | Ophtalmoscope binoculaire indirect |  |  | BI |  | ['CONSULTA GENERAL', 'Gabinete'] | ['CONSULTA OFT', 'OFT'] | [''] | MED
1026 | 1026 |  |  |  | Oftalmoscopio-retinoscopio recargable 2 mangos | Ophthalmoscope & Retinoscope w/battery | Ophtalmoscope-Skiascope a/batterie |  |  | BI |  | ['CONSULTA GENERAL', 'Gabinete'] | ['CONSULTA OFT', 'OFT'] | [''] | MED
1027 | 1027 |  |  |  | Onda corta con accesorios estándar | Shortwave with standard accessories | Ondes courtes avec les accessoires standard |  |  | BI |  | ['Rehabilitacion'] | ['SHORT WAVE ROOM'] | ['rehb'] | MED
1028 | 1028 |  |  |  | Ordenador personal, c/pantalla plana, completo | Computer, Microprocessing, w/Flat Panel Monitor | Ordinateur personnel, écran plat, complète |  |  | IT |  | ['ADMIN RECEPTION', 'ADMIN RECEPTION OFFICE', 'ARTS AND CRAFTS', 'AUDITORIUM VESTIBULE', 'Aula', 'Blood Bank', 'Blood Gas', 'Care-Neonato', 'Cashier', 'CATHLAB', 'CENTRAL ENFERMERIA', 'CENTRAL WORKSTATION', 'CEO OFFICE', 'COMPUTER LAB', 'CONSULTA GENERAL', 'Control room', 'DENSITÓMETRO', 'DESPACHO', 'DESPACHO INDIVIDUAL', 'DIRECTOR / CHIEF OFFICE', 'Extracción', 'Farmacia', 'Gabinete', 'Gammacamara', 'INPATIENT RM', 'DOUBLE INPATIENT RM', 'PRESIDENTIAL INPATIENT ROOM', 'INPATIENT ISO RM', 'LAB', 'LAVANDERIA', 'Medicación', 'Meeting Room', 'Open Office Area', 'PET', 'Pre-Anesthesia', 'Recepcion', 'Rehabilitacion', 'RMN', 'RX Conv', 'Security Office', 'Seguridad', 'SLEEP LAB', 'SUB-STERIL RM', 'TAC', 'Telemando', 'Telemedicina', 'Treatment Room'] | ['ADMIN RECEPTION', 'ADMIN RECEPTION OFFICE', 'ARTS AND CRAFTS', 'AUDITORIUM', 'Aula', 'DESPACHO INDIVIDUAL', '(Transfusion Service)', 'Bioquímica + Hemato', '', 'Base', 'Despacho Clinc', 'CENTRAL ENFERMERIA', 'Central Workstation', 'CEO OFFICE', 'COMPUTER LAB', 'CONSULTA GENERAL', 'CONSULTA GINECOBS', 'CONSULTA MAXILO', 'CONSULTA NICU', 'CONSULTA OFT', 'CONSULTA PEDIATRI', 'CONSULTA REHABILITA', 'DESPACHO CUADRUPLE', 'DESPACHO DOBLE', 'DESPACHO MULTIPLE', 'DESPACHO TRIPLE', 'DIRECTOR / CHIEF OFFICE', 'SAMPLE TAKING', 'Gabinete - Base', 'Und. Dental', 'BARIATRIC INPATIENT ROOM', 'DOUBLE INPATIENT RM', 'INPATIENT RM', 'PEDS INPATIENT RM', 'PRESIDENTIAL INPATIENT ROOM', 'INPATIENT ISO RM', 'OBS DOUBLE INPATIENT RM', 'OBS INPATIENT RM', 'GENETIC (& REPRODUCTIVE MEDICINE)', 'MOLECULA BIOLOGY LABORATORY', 'Preanalitica', 'SEROLOGY', 'Distribution (Cart Storage Dispatch)', 'Office Unit Head, Laundry', 'Medicación', 'Sala Multipropósito', 'Open Office Area', 'PET', 'Anesthesia Work', 'Recepcion', 'Lenguage', 'RMN', 'RX Conv', 'Security Office', 'Seguridad', 'Dispatch area', 'TAC', 'Telemando', 'Telemedicina', 'Treatment Room'] | ['', 'rx', 'Auto', 'Despacho Clinc'] | ST
1029 | 1029 |  |  |  | Ordenador personal, c/pantalla plana, completo | Computer, Microprocessing, w/Flat Panel Monitor | Ordinateur personnel, écran plat, complète |  | MS1470 | IT |  | ['ADMIN RECEPTION', 'ADMIN RECEPTION OFFICE', 'ARTS AND CRAFTS', 'AUDITORIUM VESTIBULE', 'Aula', 'Blood Bank', 'Blood Gas', 'Care-Neonato', 'Cashier', 'CATHLAB', 'CENTRAL ENFERMERIA', 'CENTRAL WORKSTATION', 'CEO OFFICE', 'COMPUTER LAB', 'CONSULTA GENERAL', 'Control room', 'DENSITÓMETRO', 'DESPACHO', 'DESPACHO INDIVIDUAL', 'DIRECTOR / CHIEF OFFICE', 'Extracción', 'Farmacia', 'Gabinete', 'Gammacamara', 'INPATIENT RM', 'DOUBLE INPATIENT RM', 'PRESIDENTIAL INPATIENT ROOM', 'INPATIENT ISO RM', 'LAB', 'LAVANDERIA', 'Medicación', 'Meeting Room', 'Open Office Area', 'PET', 'Pre-Anesthesia', 'Recepcion', 'Rehabilitacion', 'RMN', 'RX Conv', 'Security Office', 'Seguridad', 'SLEEP LAB', 'SUB-STERIL RM', 'TAC', 'Telemando', 'Telemedicina', 'Treatment Room'] | ['ADMIN RECEPTION', 'ADMIN RECEPTION OFFICE', 'ARTS AND CRAFTS', 'AUDITORIUM', 'Aula', 'DESPACHO INDIVIDUAL', '(Transfusion Service)', 'Bioquímica + Hemato', '', 'Base', 'Despacho Clinc', 'CENTRAL ENFERMERIA', 'Central Workstation', 'CEO OFFICE', 'COMPUTER LAB', 'CONSULTA GENERAL', 'CONSULTA GINECOBS', 'CONSULTA MAXILO', 'CONSULTA NICU', 'CONSULTA OFT', 'CONSULTA PEDIATRI', 'CONSULTA REHABILITA', 'DESPACHO CUADRUPLE', 'DESPACHO DOBLE', 'DESPACHO MULTIPLE', 'DESPACHO TRIPLE', 'DIRECTOR / CHIEF OFFICE', 'SAMPLE TAKING', 'Gabinete - Base', 'Und. Dental', 'BARIATRIC INPATIENT ROOM', 'DOUBLE INPATIENT RM', 'INPATIENT RM', 'PEDS INPATIENT RM', 'PRESIDENTIAL INPATIENT ROOM', 'INPATIENT ISO RM', 'OBS DOUBLE INPATIENT RM', 'OBS INPATIENT RM', 'GENETIC (& REPRODUCTIVE MEDICINE)', 'MOLECULA BIOLOGY LABORATORY', 'Preanalitica', 'SEROLOGY', 'Distribution (Cart Storage Dispatch)', 'Office Unit Head, Laundry', 'Medicación', 'Sala Multipropósito', 'Open Office Area', 'PET', 'Anesthesia Work', 'Recepcion', 'Lenguage', 'RMN', 'RX Conv', 'Security Office', 'Seguridad', 'Dispatch area', 'TAC', 'Telemando', 'Telemedicina', 'Treatment Room'] | ['', 'rx', 'Auto', 'Despacho Clinc'] | ST
1030 | 1030 |  |  |  | Ortopantomógrafo digital | Digital panoramic (cephalometric) radiographic system | ortopantomógrafo numérique |  | rx | BI |  | ['RX'] | ['Ortho'] | [''] | MED
1031 | 1031 |  |  |  | Osciloscopio | Oscilloscope, With Accessories | Oscilloscope, avec accessoires |  |  | EB | GE | ['Taller'] | ['Taller', ''] | [''] | ST
1032 | 1032 |  |  |  | Osmómetro |  | Osmomètre |  |  | BI |  | [] | [] | [] | MED
1033 | 1033 |  |  |  | Oxímetro de pulso portátil para adultos y pediátrico | Pulse Oximeter | Oxymètre de pouls |  |  | BI |  | ['Gabinete', 'UTPR', 'UTPR DOBLE'] | ['Neumologia', 'UTPR', 'UTPR DOBLE'] | [''] | MED
1034 | 1034 |  |  |  | Panel de desinfección e higuiene | Hygiene and disinfection Panel | Système de nettoyage contre les infections nosocomiales |  |  | MC |  | ['Baño Clínico'] | [''] | [''] | MED
1035 | 1035 |  |  |  | Panel lat, BtB, drc | Side Panel Right - Back To Back | Panneau latéral droit - Dos à dos |  |  | EB | GE | ['Cafeteria'] | ['Cocina-Café'] | [''] | MED
1036 | 1036 |  |  |  | Panel tactil de WIFI | Wireless Touch Panel | Écran tactile WIFI |  |  | EB | GF | ['Meeting Room'] | ['High-end Meeting Room'] | [''] | ST
1037 | 1037 |  |  |  | Panelado lateral condensador de vapor | Set installation, lateral | Panneau latérale de condenseur de vapeur |  |  | BI |  | ['CDSS'] | ['Lavar-Mat'] | ['b'] | MED
1038 | 1038 |  |  |  | Pantalla de Lancaster + accesorios |  | Écran Lancaster + Accessoires |  |  | BI |  | [] | [] | [] | MED
1039 | 1039 |  |  |  | Pantalla de optotipos | Chart Panel | Panneau de Tableau |  |  | BI |  | ['CONSULTA GENERAL', 'Gabinete'] | ['CONSULTA OFT', 'OFT'] | [''] | MED
1040 | 1040 |  |  |  | Pantalla de proyección 2000 x 3500 mm | Screen proyection, 2000 H x 3500 mmW | Écran Proyection2000 x H 3500 mmw |  |  | EB | GF | ['AUDITORIUM VESTIBULE'] | ['AUDITORIUM'] | [''] | ST
1041 | 1041 |  |  |  | Pantalla de proyección mural eléctrica | Projection screen, wall | Écran de projection, mur |  |  | EB | GE | ['ARTS AND CRAFTS', 'Aula', 'Meeting Room'] | ['ARTS AND CRAFTS', 'Aula', 'Basic Meeting Room', 'Sala Multipropósito'] | [''] | ST
1042 | 1042 |  |  |  | Pantalla de Proyección, motorizada | Motorized Projection Screen | Écran de projection motorisé |  |  | EB | GF | ['Meeting Room'] | ['Medium Meeting Room'] | [''] | ST
1043 | 1043 |  |  |  | Pantalla de proyección. Móvil | Mobile Projection Screen | Écran de projection mobile |  |  | EB | GF | ['Meeting Room'] | ['Basic Meeting Room'] | [''] | ST
1044 | 1044 |  |  |  | Pantalla LCD/LED | LCD/LED Panels | Panneaux LCD / LED |  |  | EB | GF | ['Meeting Room'] | ['High-end Meeting Room', 'Medium Meeting Room'] | [''] | ST
1045 | 1045 |  |  |  | Papelera | TRASH Receptables | Poubelle |  | BIN002 | EB | GF | ['Oficio limpio'] | ['Oficio limpio'] | [''] | ST
1046 | 1046 |  |  |  | Papelera - Cenicero, acero | Trash/Ash Receptacle - Steel | Corbeille / Ash Prise - Acier |  | MI-11 | EB | GF | ['PRE-FUNCTION'] | ['PRE-FUNCTION'] | [''] | ST
1047 | 1047 |  |  |  | Papelera 50 l. tapa basculante | Basket, pvc, 50 L | Bin 50 l. couvercle à charnière |  |  | EB | GF | ['Farmacia'] | ['Farmacocinética', 'Farmacotecnia', 'Preparación soluciones'] | [''] | ST
1048 | 1048 |  |  |  | Papelera a pedal higiénica 40 L | Waste bin hygienic, 40 L | Hygiénique Bin 40 L |  | TA10 | EB | GF | ['Ante-Room', 'Care-Neonato', 'CONSULTA GENERAL', 'Eco', 'Endo', 'Extracción', 'Gabinete', 'Histo-Pato', 'IV inyection', 'Nebulización', 'Observación', 'Oficio limpio', 'Oficio sucio', 'Pre-Anesthesia', 'Prep/Recovery Room', 'UTPR', 'UTPR DOBLE'] | ['Ante-Room', 'Biberonería', 'CONSULTA GENERAL', 'CONSULTA GINECOBS', 'CONSULTA NICU', 'CONSULTA OFT', 'CONSULTA PEDIATRI', 'Eco', 'Endo-Base', 'SAMPLE TAKING', 'Gabinete - Base', 'histo', '', 'Nebulización', 'Observación', 'Oficio limpio', 'Oficio sucio', 'Anesthesia Work', 'UTPR', 'UTPR DOBLE'] | ['', 'rx'] | ST
1049 | 1049 |  |  |  | Papelera a pedal higiénica 40 L | Waste bin hygienic, 40 L | Hygiénique Bin 40 L |  |  | EB | GF | ['Ante-Room', 'Care-Neonato', 'CONSULTA GENERAL', 'Eco', 'Endo', 'Extracción', 'Gabinete', 'Histo-Pato', 'IV inyection', 'Nebulización', 'Observación', 'Oficio limpio', 'Oficio sucio', 'Pre-Anesthesia', 'Prep/Recovery Room', 'UTPR', 'UTPR DOBLE'] | ['Ante-Room', 'Biberonería', 'CONSULTA GENERAL', 'CONSULTA GINECOBS', 'CONSULTA NICU', 'CONSULTA OFT', 'CONSULTA PEDIATRI', 'Eco', 'Endo-Base', 'SAMPLE TAKING', 'Gabinete - Base', 'histo', '', 'Nebulización', 'Observación', 'Oficio limpio', 'Oficio sucio', 'Anesthesia Work', 'UTPR', 'UTPR DOBLE'] | ['', 'rx'] | ST
1050 | 1050 |  |  |  | Papelera a pedal higiénica, 5 L | Waste bin hygienec, SS, 5 L | Hygiénique Bin 5 L |  |  | EB | SW | ['Ante-Room', 'Aseo', 'BAÑO INDIVIDUAL', 'BAÑO INDIVIDUAL FEMENINO', 'Guest Room', 'LIVING RM / MAJILIS', 'Seguridad', 'UTPR', 'UTPR DOBLE'] | ['Ante-Room', 'ASEO DOBLE', 'ASEO INDIVIDUAL', 'ASEO MULTIPLE', 'BAÑO INDIVIDUAL', 'BAÑO INDIVIDUAL FEMENINO', 'Guest Room', 'LIVING RM / MAJILIS', 'Seguridad', 'UTPR', 'UTPR DOBLE'] | [''] | ST
1051 | 1051 |  |  |  | Papelera a pedal higiénica, 5 L | Waste bin hygienec, SS, 5 L | Hygiénique Bin 5 L |  | AC-10 | EB | SW | ['Ante-Room', 'Aseo', 'BAÑO INDIVIDUAL', 'BAÑO INDIVIDUAL FEMENINO', 'Guest Room', 'LIVING RM / MAJILIS', 'Seguridad', 'UTPR', 'UTPR DOBLE'] | ['Ante-Room', 'ASEO DOBLE', 'ASEO INDIVIDUAL', 'ASEO MULTIPLE', 'BAÑO INDIVIDUAL', 'BAÑO INDIVIDUAL FEMENINO', 'Guest Room', 'LIVING RM / MAJILIS', 'Seguridad', 'UTPR', 'UTPR DOBLE'] | [''] | ST
1052 | 1052 |  |  |  | Papelera zonas públicas | Bin, trash, public zones | Espaces publics Trash |  |  | EB | GF | ['AUDITORIUM VESTIBULE', 'LIBRARY', 'Lobby', 'Lounge', 'VESTIBULE'] | ['AUDITORIUM VESTIBULE', '', 'Lobby', 'Lounge', 'VESTIBULE'] | ['', 'Un elemento por cada 5 metros de vestíbulo'] | ST
1053 | 1053 |  |  |  | Papelera zonas públicas | Bin, trash, public zones | Espaces publics Trash |  | FF1615 | EB | GF | ['AUDITORIUM VESTIBULE', 'LIBRARY', 'Lobby', 'Lounge', 'VESTIBULE'] | ['AUDITORIUM VESTIBULE', '', 'Lobby', 'Lounge', 'VESTIBULE'] | ['', 'Un elemento por cada 5 metros de vestíbulo'] | ST
1054 | 1054 |  |  |  | Papelera, acero inox. 21 L | Waste bin, SS, 21 L | Poubelle, acier inoxydable. 21 L |  | FF1615 | EB | GF | ['ADMIN RECEPTION', 'ADMIN RECEPTION OFFICE', 'ADMIN WORK AREA', 'ALMACEN', 'Ante-Room', 'ARTS AND CRAFTS', 'Aula', 'Blood Bank', 'Blood Gas', 'Care-Neonato', 'Cashier', 'CENTRAL ENFERMERIA', 'CENTRAL WORKSTATION', 'CEO OFFICE', 'CEO RECEPTION', 'COMPUTER LAB', 'CONSULTA GENERAL', 'DESPACHO', 'DESPACHO INDIVIDUAL', 'DIRECTOR / CHIEF OFFICE', 'Dormitorio Acompañante', 'DORMITORIO MEDICO', 'Gabinete', 'Guest Room', 'Holding Bay', 'INPATIENT RM', 'DOUBLE INPATIENT RM', 'PRESIDENTIAL INPATIENT ROOM', 'INPATIENT ISO RM', 'Kitchen', 'LAVANDERIA', 'Medicación', 'Meeting Room', 'Minor Procedures', 'MORGUE', 'Open Office Area', 'Prep/Recovery Room', 'Recepcion', 'Rehabilitacion', 'RX Conv', 'Security Office', 'Seguridad', 'SLEEP LAB', 'Staff Lounge', 'Taller', 'Telemedicina', 'Treatment Room', 'Waiting'] | ['ADMIN RECEPTION', 'ADMIN RECEPTION OFFICE', 'ADMIN WORK AREA', 'Storage', 'Ante-Room', 'ARTS AND CRAFTS', 'Aula', 'DESPACHO INDIVIDUAL', '(Transfusion Service)', '', 'Base', 'CENTRAL ENFERMERIA', 'Central Workstation', 'CEO OFFICE', 'CEO RECEPTION', 'COMPUTER LAB', 'CONSULTA GENERAL', 'CONSULTA GINECOBS', 'CONSULTA MAXILO', 'CONSULTA NICU', 'CONSULTA PEDIATRI', 'DESPACHO CUADRUPLE', 'DESPACHO DOBLE', 'DESPACHO MULTIPLE', 'DESPACHO TRIPLE', 'DIRECTOR / CHIEF OFFICE', 'Dormitorio Acompañante', 'DORMITORIO MEDICO', 'Und. Dental', 'Holding Bay', 'BARIATRIC INPATIENT ROOM', 'DOUBLE INPATIENT RM', 'INPATIENT RM', 'PEDS INPATIENT RM', 'PRESIDENTIAL INPATIENT ROOM', 'INPATIENT ISO RM', 'OBS DOUBLE INPATIENT RM', 'OBS INPATIENT RM', 'Kitchen', 'Office Unit Head, Laundry', 'Medicación', 'Basic Meeting Room', 'Sala Multipropósito', 'Consultorio-Enf', 'Body preparation room', 'Body Viewing room', 'Open Office Area', 'Prep/Recovery Room', 'Recepcion', 'Lenguage', 'General Purpose Radiology Room', 'Security Office', 'Seguridad', 'Staff Lounge', 'Taller', 'Telemedicina', 'Minor Procedures', 'Treatment Room', 'Waiting'] | ['', 'Consultorio-Enf'] | ST
1055 | 1055 |  |  |  | Papelera, acero inox. Mural 75 L | Waste receptacle, surface, wall mountd. | Corbeille, acier inoxydable. Murale 75 L |  |  | EB | GF | ['Aseo'] | ['ASEO DOBLE', 'ASEO INDIVIDUAL', 'ASEO MULTIPLE'] | [''] | ST
1056 | 1056 |  |  |  | Papelera, reciclables, exterior, 3 conts. | Litter Bins | Corbielle recyclables, extérieur, 3 compts. |  |  | EB | GF | ['Exterior'] | ['Exterior'] | [''] | ST
1057 | 1057 |  |  |  | Paquímetro + Biómetro | Contact biometry system | Système de contact à la biométrie |  |  | BI |  | ['CONSULTA GENERAL', 'Gabinete'] | ['CONSULTA OFT', 'OFT'] | [''] | MED
1058 | 1058 |  |  |  | Paquímetro portátil |  | Pachymètre ordinateur portable |  |  | BI |  | [] | [] | [] | MED
1059 | 1059 |  |  |  | Paralela 3,5 mts |  | Parallèles 3,5 mts |  |  | BI |  | [] | [] | [] | MED
1060 | 1060 |  |  |  | PCR en tiempo real | PCR, real-time | PCR en temps réel |  |  | BI |  | ['LAB'] | ['Core Lab', 'GENETIC & REPRODUCTIVE MEDICINE', 'MOLECULA BIOLOGY LABORATORY'] | ['Microbiología & Biología Molecular', ''] | MED
1061 | 1061 |  |  |  | Peladora de patatas | Peeler, potatoes | Éplucheur |  |  | EB | GE | ['Kitchen'] | ['Preparación Cook'] | ['Pre-Verduras'] | ST
1062 | 1062 |  |  |  | Percha | Robe/Coat Hook | Robe / Crochet |  | TA17 | EB | SW | ['Aseo', 'BAÑO INDIVIDUAL', 'BAÑO INDIVIDUAL FEMENINO'] | ['ASEO DOBLE', 'ASEO INDIVIDUAL', 'ASEO MULTIPLE', 'BAÑO INDIVIDUAL', 'BAÑO INDIVIDUAL FEMENINO'] | [''] | ST
1063 | 1063 |  |  |  | Percha mural, doble, acero inox. | Hook, Garment, Double, SS, Surface Mounted | Portemanteau double, acier inoxydable, muraux |  |  | EB | SW | ['Ante-Room', 'Aula', 'Baño Clínico', 'Blood Bank', 'DESPACHO INDIVIDUAL', 'Extracción', 'Kitchen', 'LAVANDERIA', 'Lounge', 'MORGUE', 'Open Office Area', 'Prep/Recovery Room', 'Rehabilitacion', 'RX Conv', 'Security Office', 'Staff Lounge', 'Treatment Room', 'Vestuario'] | ['Ante-Room', 'DESPACHO INDIVIDUAL', '', '(Transfusion Service)', 'SAMPLE TAKING', 'Kitchen', 'Office Unit Head, Laundry', 'Lounge', 'Body Viewing room', 'Open Office Area', 'Prep/Recovery Room', 'Lenguage', 'General Purpose Radiology Room', 'Security Office', 'Staff Lounge', 'Treatment Room', 'Vestuario'] | [''] | ST
1064 | 1064 |  |  |  | Percha mural, doble, acero inox. | Hook, Garment, Double, SS, Surface Mounted | Portemanteau double, acier inoxydable, muraux |  | AR1420 | EB | SW | ['Ante-Room', 'Aula', 'Baño Clínico', 'Blood Bank', 'DESPACHO INDIVIDUAL', 'Extracción', 'Kitchen', 'LAVANDERIA', 'Lounge', 'MORGUE', 'Open Office Area', 'Prep/Recovery Room', 'Rehabilitacion', 'RX Conv', 'Security Office', 'Staff Lounge', 'Treatment Room', 'Vestuario'] | ['Ante-Room', 'DESPACHO INDIVIDUAL', '', '(Transfusion Service)', 'SAMPLE TAKING', 'Kitchen', 'Office Unit Head, Laundry', 'Lounge', 'Body Viewing room', 'Open Office Area', 'Prep/Recovery Room', 'Lenguage', 'General Purpose Radiology Room', 'Security Office', 'Staff Lounge', 'Treatment Room', 'Vestuario'] | [''] | ST
1065 | 1065 |  |  |  | Percha para protecciones plomadas | X-ray coat hanger | Portemanteau, X-Rau |  |  | EB | GF | ['CATHLAB', 'CONSULTA GENERAL', 'Gabinete', 'Mamo', 'RX', 'RX Conv', 'TAC', 'Telemando'] | ['CathLab', 'CONSULTA MAXILO', 'Und. Dental', 'Mamo', 'Ortho', 'RX Conv', 'TAC', 'Telemando'] | ['rx', '', 'RX Conv', 'TAC', 'Remote Control RX'] | MED
1066 | 1066 |  |  |  | Percha para protecciones plomadas | X-ray coat hanger | Portemanteau, X-Rau |  | rx | EB | GF | ['CATHLAB', 'CONSULTA GENERAL', 'Gabinete', 'Mamo', 'RX', 'RX Conv', 'TAC', 'Telemando'] | ['CathLab', 'CONSULTA MAXILO', 'Und. Dental', 'Mamo', 'Ortho', 'RX Conv', 'TAC', 'Telemando'] | ['rx', '', 'RX Conv', 'TAC', 'Remote Control RX'] | MED
1067 | 1067 |  |  |  | Perchero de pie | Coat stand | Portemanteau |  |  | EB | GF | ['ADMIN RECEPTION OFFICE', 'Aula', 'COMPUTER LAB', 'CONSULTA GENERAL', 'DESPACHO', 'Gabinete', 'Minor Procedures', 'PACS', 'RX Conv', 'Seguridad', 'Telemando', 'Telemedicina', 'Treatment Room'] | ['ADMIN RECEPTION OFFICE', 'Aula', 'COMPUTER LAB', 'CONSULTA GENERAL', 'CONSULTA GINECOBS', 'CONSULTA MAXILO', 'CONSULTA NICU', 'CONSULTA PEDIATRI', 'DESPACHO CUADRUPLE', 'DESPACHO DOBLE', 'DESPACHO MULTIPLE', 'DESPACHO TRIPLE', 'Gabinete - Base', 'Und. Dental', 'Consultorio-Enf', 'PACS', 'RX Conv', 'Seguridad', 'Telemando', 'Telemedicina', 'Minor Procedures'] | ['', 'Secretaria', 'Despacho Clinc', 'Consultorio-Enf'] | ST
1068 | 1068 |  |  |  | Perchero de pie | Coat stand | Portemanteau |  | rx | EB | GF | ['ADMIN RECEPTION OFFICE', 'Aula', 'COMPUTER LAB', 'CONSULTA GENERAL', 'DESPACHO', 'Gabinete', 'Minor Procedures', 'PACS', 'RX Conv', 'Seguridad', 'Telemando', 'Telemedicina', 'Treatment Room'] | ['ADMIN RECEPTION OFFICE', 'Aula', 'COMPUTER LAB', 'CONSULTA GENERAL', 'CONSULTA GINECOBS', 'CONSULTA MAXILO', 'CONSULTA NICU', 'CONSULTA PEDIATRI', 'DESPACHO CUADRUPLE', 'DESPACHO DOBLE', 'DESPACHO MULTIPLE', 'DESPACHO TRIPLE', 'Gabinete - Base', 'Und. Dental', 'Consultorio-Enf', 'PACS', 'RX Conv', 'Seguridad', 'Telemando', 'Telemedicina', 'Minor Procedures'] | ['', 'Secretaria', 'Despacho Clinc', 'Consultorio-Enf'] | ST
1069 | 1069 |  |  |  | Perro plastico, infantil 2 | Plastic child's chair, dog 2 | Chien en plastique, enfant 2 |  |  | EB | GF | ['Play Area'] | ['Play Area'] | [''] | ST
1070 | 1070 |  |  |  | Perro, plastico infantil | Plastic child's chair, dog 1 | Chien en plastique, enfant |  |  | EB | GF | ['Play Area'] | ['Play Area'] | [''] | ST
1071 | 1071 |  |  |  | Pesabebés electrónico-digital | Electronic-digital baby-weighing scales | Pèse-bébé électronique digital |  |  | bi |  | ['Care-Neonato', 'CONSULTA GENERAL', 'UTPR', 'UTPR DOBLE'] | ['Cuidaos del recién nacido', 'CONSULTA NICU', 'CONSULTA PEDIATRI', 'UTPR', 'UTPR DOBLE'] | [''] | MED
1072 | 1072 |  |  |  | Phmetro | Phmeter | Ph mètre |  |  | BI |  | ['Histo-Pato', 'LAB'] | ['cito', 'MOLECULA BIOLOGY LABORATORY'] | [''] | MED
1073 | 1073 |  |  |  | Phmetro de visualizador digital con resolución de 0,001 ph |  | Testeur de visualisation numérique avec une résolution de 0,001 pH |  |  | BI |  | [] | [] | [] | MED
1074 | 1074 |  |  |  | Picadora de carne | Grinder, meat | Hachoir à viande |  |  | EB | GE | ['Kitchen'] | ['Preparación Cook'] | ['Pre-Carne'] | ST
1075 | 1075 |  |  |  | Picadora de carne, 10 kg | Grinder Station 10 Kg | Hachoir à viande, 10 kg |  |  | EB | GE | ['Kitchen'] | ['Washing area'] | ['Pot / Dish Washing Area'] | ST
1076 | 1076 |  |  |  | Picadora de carne, 40 kg. | Grinder Station 40 Kg. | Hachoir à viande, 40 kg |  |  | EB | GE | ['Kitchen'] | ['Washing area'] | ['Pot / Dish Washing Area'] | ST
1077 | 1077 |  |  |  | Pileta, 1 hueco 700 mm | Sink Unit 1 Bowl 700 mm | Évier 1 bol de 700 mm |  |  | EB | GE | ['Cafeteria'] | ['Cocina-Café'] | [''] | ST
1078 | 1078 |  |  |  | Pipeta, 20 - 100 microL | Pipettor, 20-100 Micro Liter | Pipette, 20-100 microL |  | LB1840 | BI |  | ['Blood Bank'] | ['(Transfusion Service)'] | [''] | MED
1079 | 1079 |  |  |  | Pipeta, micro 3 | Pipettor, Micro, 3 Range | Pipette, micro 3 |  | LB1835 | BI |  | ['Blood Bank'] | ['(Transfusion Service)'] | [''] | MED
1080 | 1080 |  |  |  | Piscina de bolas, jungla | Jungle gym | pool with balls |  |  | EB | GF | ['Piscine des boules,jungle'] | ['Play Area'] | ['Play Area'] | ST
1081 | 1081 |  |  |  | Piscina de rehabilitación | Swimming Pool, Rehabilitation | Piscine de rééducation |  |  | UE |  | ['Rehabilitacion'] | ['HYDROTHERAPHIE'] | ['rehb'] | MED
1082 | 1082 |  |  |  | Pistola de presión aire / agua | Air/water cleaning gun | Nettoyage air / eau pistolet |  |  | EB | GF | ['CDSS', 'SUB-STERIL RM'] | ['Lavar-Mat', 'Decontamination Area'] | ['b', ''] | ST
1083 | 1083 |  |  |  | Pizarra blanca | Whiteboard, Dry Erase | Tableau blanc, effaçable à sec |  | FF1805 | EB | GF | ['Care-Neonato', 'CENTRAL WORKSTATION', 'Kitchen', 'Lounge', 'Staff Lounge', 'Treatment Room'] | ['Base', 'Central Workstation', 'Kitchen', 'Lounge', 'Staff Lounge', 'Treatment Room'] | [''] | ST
1084 | 1084 |  |  |  | Pizarra blanca Interactiva | Interactive White board | Tableau blanc interactif |  |  | EB | GF | ['Meeting Room'] | ['High-end Meeting Room'] | [''] | ST
1085 | 1085 |  |  |  | Pizarra Blanca, mural | Display, Tackboard & Markerboard, Wall Mtd | Tableau blanc, murale |  |  | EB | GF | ['LAVANDERIA'] | ['Uniform exchange'] | [''] | ST
1086 | 1086 |  |  |  | Placa calefactora |  | plaque chauffante |  |  | BI |  | [] | [] | [] | MED
1087 | 1087 |  |  |  | Placa calefactora, portaobjetos | Lab warmer, slide | Plaque chauffante, lames porte-objet |  |  | BI |  | ['Blood Bank', 'LAB'] | ['Bioquímica + Hemato', 'GENETIC (& REPRODUCTIVE MEDICINE)', 'MOLECULA BIOLOGY LABORATORY', 'SEROLOGY'] | [''] | MED
1088 | 1088 |  |  |  | Plataforma de adaptación | Platform Adaptation, Agv | Plate-forme de l'adaptation |  |  | EB | GF | ['Kitchen'] | ['Tray Assembly Area'] | [''] | MED
1089 | 1089 |  |  |  | Plataforma de carga | Loading tray | Plate-forme |  |  | BI |  | ['CDSS'] | ['Base', 'Esterilizar'] | [''] | ST
1090 | 1090 |  |  |  | Plegadora automatica de ropa de forma | Automatic folding garments form | Vêtements de pliage automatique forment |  |  | EB | GE | ['LAVANDERIA'] | ['Clean Linen Holding & Assembly'] | [''] | ST
1091 | 1091 |  |  |  | Plegadora de ropa de felpa | Plush folding clothes | Pliage de vêtements, peluche |  |  | EB | GE | ['LAVANDERIA'] | ['Clean Linen Processing'] | [''] | ST
1092 | 1092 |  |  |  | Plegadora, compacta de aire | Folder Compact air jet | Pliage, compact d'air |  |  | EB | GE | ['LAVANDERIA'] | ['Clean Linen Processing'] | [''] | ST
1093 | 1093 |  |  |  | Podómetro | Pedometer | Pédomètre |  |  | BI |  | ['CONSULTA GENERAL', 'Gabinete'] | ['CONSULTA REHABILITA', 'Trauma'] | [''] | MED
1094 | 1094 |  |  |  | Portatil de RX | Radiographic unit, mobile | Unité de radiographie, mobiles |  | XRA007 | EB | GF | ['ALMACÉN DE EQUIPOS'] | ['ALMACÉN DE EQUIPOS'] | [''] | MED
1095 | 1095 |  |  |  | Prensa de taladro | Drill Press, Floor Mounted, Tilt Table | Perceuse |  |  | EB | GE | ['Taller'] | ['Taller', ''] | [''] | ST
1096 | 1096 |  |  |  | Prensa estractora de humedad | Single stage water extraction press | Extraction de l'eau de stade presse, Simple |  |  | EB | GE | ['LAVANDERIA'] | ['Sorting & washing'] | [''] | ST
1097 | 1097 |  |  |  | Procesador automático de citología líquida en capa fina | Single system for preparation and staining of cervical cytology samples | Processeur automatique couche mince liquide cytologie |  |  | BI |  | ['LAB'] | ['Microbiology'] | [''] | MED
1098 | 1098 |  |  |  | Procesador de endoscopios flexibles (lavadora - desinfectadora) | Endoscope Processing System | Processeur endoscopes souples (vaisselle - désinfecteur) |  |  | BI |  | ['Lav-Endo'] | ['Scope Storage'] | [''] | MED
1099 | 1099 |  |  |  | Procesador de tejidos |  | Processeur de tissus |  |  | BI |  | [] | [] | [] | MED
1100 | 1100 |  |  |  | Protector de jeringas, 1 ml | Syringe Shield, 1 ml | Protecteur de seringues, 1 ml |  |  | UE | MC-R | ['Hot Lab'] | [''] | [''] | MED
1101 | 1101 |  |  |  | Protector de jeringas, 3 ml | Syringe Shield, 3ml | Protecteur de seringues, 3 ml |  |  | UE | MC-R | ['Hot Lab'] | [''] | [''] | MED
1102 | 1102 |  |  |  | Protector de jeringas, 5 ml | Syringe Shield, 5 ml | Protecteur de seringues, 5 ml |  |  | UE | MC-R | ['Hot Lab'] | [''] | [''] | MED
1103 | 1103 |  |  |  | Protector, mural, lavado de manos | Fitting Wall For Hand Wash Basin | Protecteur, murale, lavage des mains |  |  | EB | GF | ['Cafeteria', 'Kitchen', 'LAVANDERIA'] | ['Cocina-Café', 'Tray Assembly Area', 'Washing area', 'Receiving'] | ['', 'Pot / Dish Washing Area'] | MED
1104 | 1104 |  |  |  | Protectores de Tiroides | Thyroid, x-ray protector | Protecteur de la thyroïde |  |  | BI |  | ['CATHLAB', 'CONSULTA GENERAL', 'Gabinete', 'RX', 'RX Conv', 'TAC', 'Telemando'] | ['CathLab', 'CONSULTA MAXILO', 'Und. Dental', 'Ortho', 'RX Conv', 'TAC', 'Telemando'] | ['rx', '', 'RX Conv', 'TAC', 'Remote Control RX'] | MED
1105 | 1105 |  |  |  | Protectores de Tiroides | Thyroid, x-ray protector | Protecteur de la thyroïde |  | rx | BI |  | ['CATHLAB', 'CONSULTA GENERAL', 'Gabinete', 'RX', 'RX Conv', 'TAC', 'Telemando'] | ['CathLab', 'CONSULTA MAXILO', 'Und. Dental', 'Ortho', 'RX Conv', 'TAC', 'Telemando'] | ['rx', '', 'RX Conv', 'TAC', 'Remote Control RX'] | MED
1106 | 1106 |  |  |  | Protectores gonadales | Gonad x-ray protector | gonadique protecteur |  |  | BI |  | ['CATHLAB', 'CONSULTA GENERAL', 'RX', 'RX Conv', 'TAC', 'Telemando'] | ['CathLab', 'CONSULTA MAXILO', 'Ortho', 'RX Conv', 'TAC', 'Telemando'] | ['rx', '', 'RX Conv', 'TAC', 'Remote Control RX'] | MED
1107 | 1107 |  |  |  | Protectores gonadales | Gonad x-ray protector | gonadique protecteur |  | rx | BI |  | ['CATHLAB', 'CONSULTA GENERAL', 'RX', 'RX Conv', 'TAC', 'Telemando'] | ['CathLab', 'CONSULTA MAXILO', 'Ortho', 'RX Conv', 'TAC', 'Telemando'] | ['rx', '', 'RX Conv', 'TAC', 'Remote Control RX'] | MED
1108 | 1108 |  |  |  | Proyector multimedia | Proyector, multimedia | Proyector, multimédia |  |  | EB | GE | ['Meeting Room'] | ['Basic Meeting Room', 'Sala Multipropósito'] | [''] | ST
1109 | 1109 |  |  |  | Proyector multimedia (3000 luumen Full HD) | Fixed Projector (3000 Lumens Full HD) | Projecteur fixe (3000 lumens Full HD) |  |  | EB | GF | ['Meeting Room'] | ['High-end Meeting Room', 'Medium Meeting Room'] | [''] | ST
1110 | 1110 |  |  |  | Proyector portatil | Mobile Projector | Projecteur mobile |  |  | EB | GF | ['Meeting Room'] | ['Basic Meeting Room'] | [''] | ST
1111 | 1111 |  |  |  | Puerta acceso mantenimiento de 650 mm | Maintenance door, 650 mm | Porte accès pour la maintenance650 mm |  |  | BI |  | ['CDSS'] | ['Base', 'Esterilizar'] | [''] | ST
1112 | 1112 |  |  |  | Puerta para elemento neutro |  | Porte élément neutre |  |  | EB | GF | [] | [] | [] | MED
1113 | 1113 |  |  |  | Puff, color | Seat-puff, small | Siège-pâte, petit |  | CH-10 | EB | GF | ['Play Area'] | ['Play Area'] | [''] | ST
1114 | 1114 |  |  |  | Pulidor, cuberteria, seco | Dry Cutlery Polisher | Couverts à sec Polisseuse |  |  | EB | GE | ['Cafeteria', 'Kitchen'] | ['Cocina-Café', 'Washing area'] | ['', 'Pot / Dish Washing Area'] | ST
1115 | 1115 |  |  |  | Pulsioxímetro | Oximeter, Pulse | Oxymètre de pouls |  | MS2880 | BI |  | ['Care-Neonato', 'CENTRAL WORKSTATION'] | ['Base', 'Central Workstation'] | [''] | MED
1116 | 1116 |  |  |  | Pulsioxímetro I | Oximeter, Pulse I | Oxymètre de pouls I |  | LB1295 | BI |  | ['Blood Gas'] | [''] | [''] | MED
1117 | 1117 |  |  |  | Rack anestesia | Anesthesia rack | Porte-anesthésie |  |  | EB | GE | ['CDSS'] | ['Lavar-Mat'] | ['b', 't'] | MED
1118 | 1118 |  |  |  | Rack de 4 niveles | Rack, 4 level | Rack 4 Tier |  |  | EB | GE | ['CDSS'] | ['Lavar-Mat'] | ['b', 't'] | MED
1119 | 1119 |  |  |  | Rack de almacen, Lavadora / desinfectadora | Washer/disinfector accessory, rack storage unit | Laveuse / désinfecteur, accessoire rack unité de stockage |  |  | BI |  | ['CDSS'] | ['Lavar-Mat'] | ['t'] | ST
1120 | 1120 |  |  |  | Rack, AV ((DVD/Blu Ray player, Amplificador, Mezclador...) High | AV Rack (DVD/Blue Ray player, Amplifier, Mixers…) H | Porte-AV (DVD / Blu Ray, amplificateur, mélangeurs ...) H |  |  | EB | GF | ['Meeting Room'] | ['High-end Meeting Room'] | [''] | ST
1121 | 1121 |  |  |  | Rack, AV ((DVD/Blu Ray player, Amplificador, Mezclador...) Med | AV Rack (DVD/Blu Ray player, Amplifier, Mixers…) M | Porte-AV (DVD / Blu Ray, amplificateur, mélangeurs ...) M |  |  | EB | GF | ['Meeting Room'] | ['Medium Meeting Room'] | [''] | ST
1122 | 1122 |  |  |  | Rack, bicicletas | Bicycle racks | Des supports à bicyclettes |  |  | EB | GF | ['Exterior'] | ['Exterior'] | [''] | ST
1123 | 1123 |  |  |  | Rail, gas y electricidad | Rail System , Utility, Gas and Electric | Rail, utilitaire Gaz et électricité |  | AR1225 | BI |  | ['Prep/Recovery Room'] | ['Prep/Recovery Room'] | [''] | ST
1124 | 1124 |  |  |  | Rail, mural | Rail, MOD, W/MNTD | Rail, MOD, Avec mntd |  | MC1945 | MC |  | ['ALMACEN'] | ['Storage'] | [''] | MED
1125 | 1125 |  |  |  | Rail, mural para acc. | Rail, Accessory Mounting, Length As Required | Rail, accessoire de montage, la longueur requise |  | AR1260 | MC |  | ['Treatment Room'] | ['Treatment Room'] | [''] | MED
1126 | 1126 |  |  |  | Recepcion, estación, 2 personas | Reception Station, 2 Staff Members | Saison de réception 2 personnes B |  | MC1757 | EB | GF | ['Cashier', 'Recepcion'] | ['Recepcion'] | [''] | ST
1127 | 1127 |  |  |  | Recepcion, estación, 2 personas A | Reception Station, 2 Staff Members A | station de réception, 2 Membres du personnel A |  | MC1757-A | EB | GF | ['Cashier', 'Recepcion'] | ['', 'Recepcion'] | [''] | ST
1128 | 1128 |  |  |  | Recepcion, estación, 2 personas B | Reception Station, 2 Staff Members B | Réception 2 personnes B |  | MC1757-B | EB | GF | ['Cashier', 'Recepcion'] | ['Recepcion'] | [''] | ST
1129 | 1129 |  |  |  | Recepcion, estación, 2 personas C | Reception Station, 2 Staff Members C | station de réception, 2 Membres du personnel C |  | MC1757-C | EB | GF | ['Cashier', 'Recepcion'] | ['Recepcion'] | [''] | ST
1130 | 1130 |  |  |  | Recepcion, estación, 2 personas D | Reception Station, 2 Staff Members D | station de réception, 2 Membres du personnel D |  | MC1757-D | EB | GF | ['Cashier', 'Recepcion'] | ['Recepcion'] | [''] | ST
1131 | 1131 |  |  |  | Recepcion, estación, 3 personas | Reception Station, 3 Staff Members | station de réception, 3 Membres du personnel |  | MC1758 | EB | GF | ['Recepcion'] | ['Recepcion'] | [''] | ST
1132 | 1132 |  |  |  | Recepcion, estación, 3 personas A | Reception Station, 3 Staff Members A | station de réception, 3 Membres du personnel A |  | MC1758-A | EB | GF | ['Recepcion'] | ['Recepcion'] | [''] | ST
1133 | 1133 |  |  |  | Recepción, estación, 3 personas B | Reception Station, 4 Staff Members B | Saison de réception 4 personnes B |  | MC1759-B | EB | GF | ['Recepcion'] | ['Recepcion'] | [''] | ST
1134 | 1134 |  |  |  | Recepción, estación, 3 personas C | Reception Station, 4 Staff Members C | Saison de réception 4 personnes C |  | MC1759-C | EB | GF | ['Recepcion'] | ['Recepcion'] | [''] | ST
1135 | 1135 |  |  |  | Recepción, estación, 4 personas A | Reception Station, 4 Staff Members A | station de réception, 4 Membres du personnel A |  | MC1759-A | EB | GF | ['Recepcion'] | ['Recepcion'] | [''] | ST
1136 | 1136 |  |  |  | Recinto almacenamiento radioisótopos baja temperatura | Low temperature storage radioisotopes | Rangement radio-isotopes à faible enceinte basse température |  |  | UE | MC-R | ['Hot Lab'] | [''] | [''] | MED
1137 | 1137 |  |  |  | Recinto para almacenamiento de residuos radiactivos de baja energía. | Storage for low energy radioactive waste | Boîtier pour entreposage des déchets radioactifs de faible énergie. |  |  | UE | MC-R | ['Hot Lab'] | [''] | [''] | MED
1138 | 1138 |  |  |  | Recinto para elución de generadores y preparación de dosis | Cabinet for elution of generators and dose preparation | Boîtier pour l'élution de générateurs et de préparation de la dose |  |  | UE | MC-R | ['Hot Lab'] | [''] | [''] | MED
1139 | 1139 |  |  |  | Recipiente de Almacenamiento de N2 líquido | Store device N2 liquid | Dispositif de magasin liquide de N2 |  |  | BI |  | ['Gabinete'] | ['Derma'] | [''] | MED
1140 | 1140 |  |  |  | Recipientes almacenamiento residuos alta energía. | Waste storage containers high energy. | Des conteneursde rangement des déchets de haute énergie. |  |  | UE | MC-R | ['Hot Lab'] | [''] | [''] | MED
1141 | 1141 |  |  |  | Recipientes para almacenamiento provisional de residuos radiactivos. | Interim Storage tanks of radioactive waste. | Contenants pour l'entreposage des déchets radioactifs. |  |  | UE | MC-R | ['Hot Lab'] | [''] | [''] | MED
1142 | 1142 |  |  |  | Recuperadores de sangre perioperatoria sangrado lento, Ortopedia | Orthopedic Perioperative Autotransfusion System | Systèmes de récupération de sang périopératoire des saignements lente, Orthopédie |  |  | BI |  | ['Heart Pump', 'Hybrid OP', 'Operation room'] | ['Heart Pump', 'Hybrid OP', 'Operatio room'] | [''] | MED
1143 | 1143 |  |  |  | Recuperadores de sangre perioperatoria sangrado rápido | Autologous Blood Recovery System | Système de récupération autologue de sang |  |  | BI |  | ['Heart Pump', 'Hybrid OP', 'Operation room'] | ['Heart Pump', 'Hybrid OP', 'Operatio room'] | [''] | MED
1144 | 1144 |  |  |  | Reenvasador Liquidos | Pneumatic Filling Machine, liquid | liquides réemballeur |  |  | BI |  | ['Farmacia'] | ['Preparación de unidosis'] | [''] | MED
1145 | 1145 |  |  |  | Refractómetro - queratómetro automático | Autorefractomerter/ keratometer | Réfractomètre - kératomètre |  |  | BI |  | ['Gabinete'] | ['Cornea (Refracto)'] | [''] | MED
1146 | 1146 |  |  |  | Refractómetro automático | Autorefractometer | Auto réfractomètre |  |  | BI |  | ['Gabinete'] | ['Cornea (Refracto)'] | [''] | MED
1147 | 1147 |  |  |  | Refractómetro para identificar líquidos |  | Réfractomètre pour identifier liquide |  |  | BI |  | [] | [] | [] | MED
1148 | 1148 |  |  |  | Refractómetro portátil para niños | Refractometer, child | Réfractomètre portable,enfants |  |  | BI |  | ['Gabinete'] | ['Cornea (Refracto)'] | [''] | MED
1149 | 1149 |  |  |  | Refrigerador /Congelador | Refrigerator/Freezer, 20 Cubic Feet | Réfrigérateur / congélateur, 20 pieds cubes |  | RF1235 | EB | GE | ['Alimentación', 'BREAKOUT AREA'] | ['Nourishment', 'BREAKOUT AREA'] | [''] | ST
1150 | 1150 |  |  |  | Refrigerador farmacia, 2 puertas | PHARMACEUITICAL REFRIGERATOR, DOUBLE DOOR, SMALL | Pharmaceutiques réfrigérateur 2 portes |  | REF059A | EB | GF | ['Medicación'] | ['Medicación'] | [''] | ST
1151 | 1151 |  |  |  | Refrigerador lab, bajo mesa | Refrigerator Laboratory, underbech | Réfrigérateur de laboratoire, underbech |  |  | EB | GE | ['Alimentación', 'Blood Bank', 'Blood Gas', 'Care-Neonato', 'CENTRAL WORKSTATION', 'Extracción', 'Farmacia', 'Histo-Pato', 'LAB', 'Minor Procedures', 'Oficio limpio', 'Oficio sucio', 'Treatment Room'] | ['Nourishment', '(Transfusion Service)', 'Bioquímica + Hemato', '', 'Base', 'Central Workstation', 'Worstation', 'Preparación soluciones', 'GENETIC (& REPRODUCTIVE MEDICINE)', 'MOLECULA BIOLOGY LABORATORY', 'Preanalitica', 'SEROLOGY', 'Consultorio-Enf', 'Oficio limpio', 'Oficio sucio', 'Minor Procedures'] | ['', 'Manual', 'Consultorio-Enf'] | MED
1152 | 1152 |  |  |  | Refrigerador lab, bajo mesa | Refrigerator Laboratory, underbech | Réfrigérateur de laboratoire, underbech |  | RF1190 | EB | GE | ['Alimentación', 'Blood Bank', 'Blood Gas', 'Care-Neonato', 'CENTRAL WORKSTATION', 'Extracción', 'Farmacia', 'Histo-Pato', 'LAB', 'Minor Procedures', 'Oficio limpio', 'Oficio sucio', 'Treatment Room'] | ['Nourishment', '(Transfusion Service)', 'Bioquímica + Hemato', '', 'Base', 'Central Workstation', 'Worstation', 'Preparación soluciones', 'GENETIC (& REPRODUCTIVE MEDICINE)', 'MOLECULA BIOLOGY LABORATORY', 'Preanalitica', 'SEROLOGY', 'Consultorio-Enf', 'Oficio limpio', 'Oficio sucio', 'Minor Procedures'] | ['', 'Manual', 'Consultorio-Enf'] | MED
1153 | 1153 |  |  |  | Refrigerador lab, bajo mesa | Refrigerator Laboratory, underbech | Réfrigérateur de laboratoire, underbech |  | REF058 | EB | GE | ['Alimentación', 'Blood Bank', 'Blood Gas', 'Care-Neonato', 'CENTRAL WORKSTATION', 'Extracción', 'Farmacia', 'Histo-Pato', 'LAB', 'Minor Procedures', 'Oficio limpio', 'Oficio sucio', 'Treatment Room'] | ['Nourishment', '(Transfusion Service)', 'Bioquímica + Hemato', '', 'Base', 'Central Workstation', 'Worstation', 'Preparación soluciones', 'GENETIC (& REPRODUCTIVE MEDICINE)', 'MOLECULA BIOLOGY LABORATORY', 'Preanalitica', 'SEROLOGY', 'Consultorio-Enf', 'Oficio limpio', 'Oficio sucio', 'Minor Procedures'] | ['', 'Manual', 'Consultorio-Enf'] | MED
1154 | 1154 |  |  |  | Refrigerador Lab. SS, 2 puertas, 6 estantes | Refrigerator, Lab, SS, 2 Door, 6 Shelves | Lab réfrigérateur en acier inoxydable, 2 portes, 6 tablettes |  |  | BI |  | ['Blood Bank', 'LAB'] | ['Bioquímica + Hemato', 'GENETIC (& REPRODUCTIVE MEDICINE)', 'MOLECULA BIOLOGY LABORATORY', 'Preanalitica', 'SEROLOGY'] | ['', 'Manual'] | MED
1155 | 1155 |  |  |  | Refrigerador profesional de laboratorio, 2 puertas, 1270 L | Lab Refrigerator, 2 door, 2-10ºC, 1270 lt | Lab réfrigérateur, 2 portes, 2-10 º C, 1270 litres |  |  | BI |  | ['Farmacia', 'Frío', 'Histo-Pato'] | ['Preparación génica', 'Preparación soluciones', 'Frío', 'cito', 'histo'] | [''] | MED
1156 | 1156 |  |  |  | Refrigerador profesional de laboratorio, 320 L | Lab Refrigerator, 2-10ºC 300 lt | Réfrigérateur professionnel de laboratoire 320 L |  |  | BI |  | ['Frío'] | ['Frío'] | [''] | MED
1157 | 1157 |  |  |  | Refrigerador profesional de laboratorio, 570 L | Refrigerator, 14 Cubic Feet | Refrigerator, 14 Cubic Feet |  | RF1215 | BI |  | ['Care-Neonato', 'Farmacia', 'Frío', 'Kitchen', 'Lounge', 'Pre-Anesthesia', 'Staff Lounge'] | ['Zona de soporte', 'Farmacocinética', 'Farmacotecnia', 'Frío', 'Kitchen', 'Lounge', 'Anesthesia Work', 'Staff Lounge'] | [''] | MED
1158 | 1158 |  |  |  | Refrigerador, farmacia, 1 puerta | REFRIGERATOR, PHARMACY, SINGLE DOOR | Réfrigérateur, pharmacie, porte simple |  | REF091 | EB | GF | ['Medicación'] | ['Medicación'] | [''] | MED
1159 | 1159 |  |  |  | Regla esquioscopia | Squiascopy rule | règle Squiascopy |  |  | BI |  | ['CONSULTA GENERAL'] | ['CONSULTA OFT'] | [''] | MED
1160 | 1160 |  |  |  | Reloj, secundario | Clock, Secondary Analogue to Master Clock System | Hologe secondaire |  | FF1840 | IT |  | ['Blood Bank', 'Blood Gas', 'Care-Neonato', 'Cashier', 'CENTRAL WORKSTATION', 'Kitchen', 'LAB', 'LAVANDERIA', 'Lobby', 'Lounge', 'Medicación', 'Open Office Area', 'Prep/Recovery Room', 'Recepcion', 'Rehabilitacion', 'RX Conv', 'Security Office', 'Staff Lounge', 'Taller', 'Treatment Room', 'Waiting'] | ['(Transfusion Service)', 'Bioquímica + Hemato', '', 'Base', 'Central Workstation', 'Kitchen', 'GENETIC (& REPRODUCTIVE MEDICINE)', 'MOLECULA BIOLOGY LABORATORY', 'SEROLOGY', 'Office Unit Head, Laundry', 'Lobby', 'Lounge', 'Medicación', 'Open Office Area', 'Prep/Recovery Room', 'Recepcion', 'Lenguage', 'General Purpose Radiology Room', 'Security Office', 'Staff Lounge', 'Taller', 'Treatment Room', 'Waiting'] | [''] | ST
1161 | 1161 |  |  |  | Reloj, secundario | Clock, Secondary Analogue to Master Clock System | Hologe secondaire |  | CLO001 | IT |  | ['Blood Bank', 'Blood Gas', 'Care-Neonato', 'Cashier', 'CENTRAL WORKSTATION', 'Kitchen', 'LAB', 'LAVANDERIA', 'Lobby', 'Lounge', 'Medicación', 'Open Office Area', 'Prep/Recovery Room', 'Recepcion', 'Rehabilitacion', 'RX Conv', 'Security Office', 'Staff Lounge', 'Taller', 'Treatment Room', 'Waiting'] | ['(Transfusion Service)', 'Bioquímica + Hemato', '', 'Base', 'Central Workstation', 'Kitchen', 'GENETIC (& REPRODUCTIVE MEDICINE)', 'MOLECULA BIOLOGY LABORATORY', 'SEROLOGY', 'Office Unit Head, Laundry', 'Lobby', 'Lounge', 'Medicación', 'Open Office Area', 'Prep/Recovery Room', 'Recepcion', 'Lenguage', 'General Purpose Radiology Room', 'Security Office', 'Staff Lounge', 'Taller', 'Treatment Room', 'Waiting'] | [''] | ST
1162 | 1162 |  |  |  | Reproductor Blue Ray | Blue player - player | Reproducteur, Blue Ray |  |  | EB | GF | ['AUDITORIUM VESTIBULE', 'PRESIDENTIAL INPATIENT ROOM'] | ['AUDITORIUM', 'PRESIDENTIAL INPATIENT ROOM'] | [''] | ST
1163 | 1163 |  |  |  | Reproductor Blue Ray | Blue player - player | Reproducteur, Blue Ray |  |  | EB | GE | ['AUDITORIUM VESTIBULE', 'PRESIDENTIAL INPATIENT ROOM'] | ['AUDITORIUM', 'PRESIDENTIAL INPATIENT ROOM'] | [''] | ST
1164 | 1164 |  |  |  | Resonancia Magnética alto campo 1,5 T | MRN 1.5T | IRM à haut champ de 1,5 T |  | rx | BI |  | ['RMN'] | ['RMN'] | ['RMN'] | MED
1165 | 1165 |  |  |  | Resonancia Magnética alto campo 3 T | MRN 3T | IRM à haut champ de 3 T |  | rx | BI |  | ['RMN'] | ['RMN'] | ['RMN'] | MED
1166 | 1166 |  |  |  | Respirador de transporte | Transport ventilator | Ventilateur de transport |  |  | BI |  | ['CENTRAL ENFERMERIA', 'CENTRAL WORKSTATION', 'Choque'] | ['CENTRAL ENFERMERIA', 'Choque'] | [''] | MED
1167 | 1167 |  |  |  | Respirador neonatal | Neonatal ICU ventilation system | Ventilateur néonatal |  |  | BI |  | ['BOX NICU'] | ['BOX DOBLE NICU', 'BOX NEO INTERMEDIO', 'BOX NICU', 'BOX TRIPLE NICU'] | [''] | MED
1168 | 1168 |  |  |  | Respirador NIV, BIPAP, turbina | NIV, BIPAP ventilation system, turbine | Ventilateur SEG , BIPAP, turbine |  |  | BI |  | ['BOX UCI ADULTOS', 'BOX UCI PEDIATRICA', 'Choque'] | ['BOX UCI ADULTOS', 'BOX UCI PEDIATRICA', 'Choque'] | [''] | MED
1169 | 1169 |  |  |  | Respirador para RMN | RMN ventilation system | Système de ventilation de IRM |  | rx | BI |  | ['RMN'] | ['RMN'] | ['RMN'] | MED
1170 | 1170 |  |  |  | Respirador ventilación convencional cuidados intensivos | ICU ventilation system | Respirateur de ventilation classique soins intensifs |  |  | BI |  | ['BOX UCI ADULTOS', 'BOX UCI PEDIATRICA'] | ['BOX UCI ADULTOS', 'BOX UCI PEDIATRICA'] | [''] | MED
1171 | 1171 |  |  |  | Resucitador manual, adulto | Manual resuscitation bag | Insufflateur adulte, manuel |  |  | BI |  | ['CENTRAL ENFERMERIA', 'CENTRAL WORKSTATION', 'Choque'] | ['CENTRAL ENFERMERIA', 'Choque'] | [''] | MED
1172 | 1172 |  |  |  | Retinógrafo digital con conjunto de lentes y angiografía fluoresceínica | Wide-Field Digital Imaging Ophthalmology System | Large-Champ Imagerie Système Digital |  |  | BI |  | ['Gabinete'] | ['RENINA APLICATIONS'] | [''] | MED
1173 | 1173 |  |  |  | Retinógrafo no midriático | Non-mydriatic fundus camera | Rétinographe non mydriatique |  |  | BI |  | ['Gabinete'] | ['Angio-OFT'] | [''] | MED
1174 | 1174 |  |  |  | Retinógrafo/Angiógrafo |  | Rétinographe / Angiograph |  |  | BI |  | [] | [] | [] | MED
1175 | 1175 |  |  |  | Revistero 6 bandejas |  | Magazine 6 plateaux |  |  | EB | GF | [] | [] | [] | ST
1176 | 1176 |  |  |  | Rinomanometría | Rhinomanometer | Rhinomanométrie |  |  | BI |  | ['Gabinete'] | ['Neumologia'] | [''] | MED
1177 | 1177 |  |  |  | Rodillo para cruzar o traslado de pacientes | Patient Transfer Roller Board | Conseil de rouleau de transfert des patients |  |  | MC |  | ['Hybrid OP', 'Operation room'] | ['Hybrid OP', 'Operatio room'] | [''] | MED
1178 | 1178 |  |  |  | Rueda de hombro de pared |  | Roue d'épaule de mur |  |  | BI |  | [] | [] | [] | MED
1179 | 1179 |  |  |  | Rx de pared para odontología |  | Paroi Rx dentaire |  |  | BI |  | [] | [] | [] | MED
1180 | 1180 |  |  |  | Sacaleche |  | désinfection de haut |  |  | EB | GE | [] | [] | [] | MED
1181 | 1181 |  |  |  | Sala blanca prefabricada para 2 cabinas de CFLV |  | Salle blanche cabines préfabriquées pour 2 CFLV |  |  | BI |  | [] | [] | [] | MED
1182 | 1182 |  |  |  | Sala de angiografía vascular, 1 panel plano |  | Salle angiographie vasculaire 1 panneau plat |  |  | BI |  | [] | [] | [] | MED
1183 | 1183 |  |  |  | Sala de cataterismo cardiaco, 1 panel plano con polígrafo A | Big C-arm, cathlab & vascular system, 1 x flat panel w/ polygraphy system | Big C-bras, lab. de cathétérisme et syst vascul, 1x écran plat a/sys détecteur de mensg. |  |  | BI |  | ['CATHLAB'] | ['CathLab'] | ['rx'] | MED
1184 | 1184 |  |  |  | Sala de cataterismo cardiaco, 1 panel plano con polígrafo B | Big C-arm, cathlab, 1 x flat panel w/ polygraphy system B | Salle d'angiographie numérisée cardiaque, a/L’électrocardiogramme B |  |  | BI |  | ['CATHLAB'] | ['CathLab'] | ['rx'] | MED
1185 | 1185 |  |  |  | Sala de cataterismo cardiaco, 1 panel plano con polígrafo C | Big C-arm, cathlab, 1 x flat panel w/ polygraphy system C | Salle d'angiographie numérisée cardiaque, a/L’électrocardiogramme C |  |  | BI |  | ['CATHLAB'] | ['CathLab'] | ['rx'] | MED
1186 | 1186 |  |  |  | Sala de cataterismo cardiaco, 2 panel plano con polígrafo | Cath Lab, 2 flat pannel w/ polygraph system | Salle d'angiographie cardiaque numerise, a/Polygraph bilan |  |  | BI |  | ['CATHLAB'] | ['CathLab'] | ['rx'] | MED
1187 | 1187 |  |  |  | Sala Radiología Digital completa mesa y bucky vertical A | Radiographic Unit, Digital, Non-Tilt Table | Table de Bucky complet numérique Chambre imagerie et vertical A |  | RD1435 | BI |  | ['RX Conv'] | ['General Purpose Radiology Room', 'RX Conv'] | ['', 'RX Conv'] | MED
1188 | 1188 |  |  |  | Sala Radiología Digital completa mesa y bucky vertical A | Radiographic Unit, Digital, Non-Tilt Table | Table de Bucky complet numérique Chambre imagerie et vertical A |  | rx | BI |  | ['RX Conv'] | ['General Purpose Radiology Room', 'RX Conv'] | ['', 'RX Conv'] | MED
1189 | 1189 |  |  |  | Sala Radiología Digital completa mesa y bucky vertical B |  | Dispositif de radiographie - poste de travail Bucky |  | rx | BI |  | [] | [] | [] | MED
1190 | 1190 |  |  |  | Sala Radiología Digital completa mesa y bucky vertical C |  | Table de Bucky complet numérique Chambre imagerie et vertical C |  | rx | BI |  | [] | [] | [] | MED
1191 | 1191 |  |  |  | Sala Radiología Digital, 2 detectores | X-Ray system, digital w/2 detector (Wall Bucky) | Numérique Chambre Imaging, 2 détecteurs |  | rx | BI |  | ['RX Conv'] | ['RX Conv'] | ['RX Conv'] | MED
1192 | 1192 |  |  |  | Sala radiologia para urología | X-Ray system, digital w/ detector, urology | Radiologie salle d'urologie |  | rx | BI |  | ['RX Conv'] | ['RX Conv'] | ['RX Conv'] | MED
1193 | 1193 |  |  |  | Secado por vapor | Dryer, vacuum | Séchage à la vapeur |  |  | BI |  | ['CDSS'] | ['Lavar Carros'] | [''] | ST
1194 | 1194 |  |  |  | Secador de portas con estante |  | Séchoir de diapositives avec étagère |  |  | BI |  | [] | [] | [] | ST
1195 | 1195 |  |  |  | Secadora | Secuential Dryer | Sèche séquentielle |  |  | EB | GE | ['LAVANDERIA'] | ['Clean Linen Processing'] | [''] | ST
1196 | 1196 |  |  |  | Secamanos, electrico | Hand Dryer, surface mounted electric | Sèche-mains à air pulsé |  | TA-11 | EB | SW | ['Aseo'] | ['ASEO DOBLE', 'ASEO INDIVIDUAL', 'ASEO MULTIPLE'] | [''] | ST
1197 | 1197 |  |  |  | Sellador de tubos | Portable tube sealer | Scellant tube |  |  | BI |  | ['Blood Bank'] | ['(Transfusion Service)', ''] | [''] | MED
1198 | 1198 |  |  |  | Selladora de plásticos |  | Plastiques d'étanchéité |  |  | BI |  | [] | [] | [] | MED
1199 | 1199 |  |  |  | Separador de ropa | Separator (Sheets detangling) | Séparateur (Draps démêlants) |  |  | EB | GE | ['LAVANDERIA'] | ['Clean Linen Processing'] | [''] | MED
1200 | 1200 |  |  |  | Set accesorios baño | Vanity set | Ensemble accessoires de bain |  | AC-07 | EB | GF | ['Guest Room'] | ['Guest Room'] | [''] | ST
1201 | 1201 |  |  |  | Set de audiometría infantil y campo abierto para cabina | Paediatric audiometry | Audiométrie pédiatrique |  |  | BI |  | ['Gabinete'] | ['PHONO-AUDIOLOGY CONSULTING OFFICE'] | [''] | MED
1202 | 1202 |  |  |  | Set de diagnostico para Oftalmología A | Diagnostic set, OFT A | Kit de diagnostic, OFT A |  |  | BI |  | ['CONSULTA GENERAL', 'Gabinete'] | ['CONSULTA OFT', 'OFT'] | [''] | MED
1203 | 1203 |  |  |  | Set de diagnostico para Oftalmología B | Diagnostic set, OFT B | Set de diagnostic pour ophtalmologie B |  |  | BI |  | ['CONSULTA GENERAL', 'Gabinete'] | ['CONSULTA OFT', 'OFT'] | [''] | MED
1204 | 1204 |  |  |  | Set de instrumentación rotatoria para equipo dental | Rotator dental instrument set | Rotator ensemble de l'instrument |  |  | BI |  | ['CONSULTA GENERAL', 'Gabinete'] | ['CONSULTA MAXILO', 'Und. Dental'] | [''] | MED
1205 | 1205 |  |  |  | Set para manejo de desechos | Waste container recycled set | Ensemble conteneur de déchets recyclés |  |  | EB | GE | ['Basuras', 'CONSULTA GENERAL', 'ENVIRONMENTAL SERVICE', 'Gabinete', 'Oficio sucio', 'Taller'] | ['Basura Hall', 'CONSULTA MAXILO', 'Und. Dental', 'Oficio sucio', 'Taller', ''] | [''] | MED
1206 | 1206 |  |  |  | Sierra | Saw, Hack, Endless Blade | Scie, Hack, Endless lame |  |  | EB | GE | ['Taller'] | ['Taller', ''] | [''] | ST
1207 | 1207 |  |  |  | Sierra de yesos | Cast motor | Sierra plâtre |  |  | BI |  | ['Gabinete'] | ['Trauma'] | [''] | MED
1208 | 1208 |  |  |  | Sierra de yesos con aspirador | Cast saw w/ vacuum cleaner | Sierra plâtre avec aspirateur |  |  | BI |  | ['Cast', 'CONSULTA GENERAL', 'Gabinete'] | ['Cast', 'CONSULTA REHABILITA', 'Trauma'] | [''] | MED
1209 | 1209 |  |  |  | Sifón de drenaje, 1,5 | Single Plastic Drain Syphon 1,5 | Syphon 1,5 , plastique |  |  | EB | GE | [] | [] | [] | MED
1210 | 1210 |  |  |  | Sifón de drenaje, 2 | Single Plastic Syphon 2 | Syphon 2 , plastique |  |  | EB | GE | [] | [] | [] | MED
1211 | 1211 |  |  |  | Sifón de drenaje, 2 | Single Plastic Syphon 2 | Syphon 2 , plastique |  |  | EB | GF | [] | [] | [] | MED
1212 | 1212 |  |  |  | Silla apilable | Chair, stackable | Chaise, empilable |  | CH-18 | EB | GF | ['PACS', 'PEDIATRICS CAFE', 'PUBLIC SERVERY', 'sala estar personal', 'Telemedicina', "WOMEN'S CAFE"] | ['PACS', 'PEDIATRICS CAFE', 'PUBLIC SERVERY', 'ESTAR DE PERSONAL', 'Telemedicina', "WOMEN'S CAFE"] | ['Despacho-Map', ''] | ST
1213 | 1213 |  |  |  | Silla apilable, sin brazos | stacking side chair | Chaise empilable |  |  | EB | GF | ['Meeting Room'] | ['Sala Multipropósito'] | [''] | ST
1214 | 1214 |  |  |  | Silla confidente, director | Chair, w/arm, Cr | Chaise Confiant, directeur |  | CH-05 | EB | GF | ['DIRECTOR / CHIEF OFFICE', 'LIVING RM / MAJILIS'] | ['DIRECTOR / CHIEF OFFICE', 'LIVING RM / MAJILIS'] | [''] | ST
1215 | 1215 |  |  |  | Silla confidente, general | Stacking Chair | Chaise, confiant, le général |  | CH-07 | EB | GF | ['ADMIN WORK AREA', 'Aula', 'BREAKOUT AREA', 'CONSULTA GENERAL', 'DESPACHO', 'DESPACHO INDIVIDUAL', 'DORMITORIO MEDICO', 'Gabinete', 'Guest Room', 'PRESIDENTIAL INPATIENT ROOM', 'Kitchen', 'LIBRARY', 'LIVING RM / MAJILIS', 'Meeting Room', 'PRE-FUNCTION', 'Staff Lounge', 'SUPERVISOR OFFICE', 'VENDING AND SEATING'] | ['ADMIN WORK AREA', 'DESPACHO INDIVIDUAL', 'BREAKOUT AREA', 'CONSULTA GENERAL', 'CONSULTA GINECOBS', 'CONSULTA MAXILO', 'CONSULTA NICU', 'CONSULTA OFT', 'CONSULTA PEDIATRI', 'CONSULTA REHABILITA', 'DESPACHO CUADRUPLE', 'DESPACHO DOBLE', 'DESPACHO MULTIPLE', 'DESPACHO TRIPLE', 'DORMITORIO MEDICO', 'Gabinete - Base', 'Guest Room', 'PRESIDENTIAL INPATIENT ROOM', 'Kitchen', '', 'LIVING RM / MAJILIS', 'Basic Meeting Room', 'PRE-FUNCTION', 'Staff Lounge', 'SUPERVISOR OFFICE', 'VENDING AND SEATING'] | [''] | ST
1216 | 1216 |  |  |  | Silla de comedor | Dininig Chair, w/arms | Fauteuil avec accoudoirs |  | CD-02 | EB | GF | ['Cafeteria', 'Guest Room', 'LIVING RM / MAJILIS', 'PEDIATRICS CAFE', 'PUBLIC SERVERY', 'STAFF CAFETERIA', "WOMEN'S CAFE"] | ['café-SEAT', 'Guest Room', 'LIVING RM / MAJILIS', 'PEDIATRICS CAFE', 'PUBLIC SERVERY', 'STAFF CAFETERIA', "WOMEN'S CAFE"] | [''] | ST
1217 | 1217 |  |  |  | Silla de cuádriceps, con un brazo y pesas |  | Chaise quadriceps, un bras et poids |  |  | BI |  | [] | [] | [] | MED
1218 | 1218 |  |  |  | Silla de ducha, altura ajustable | Shower chair with adjustable height | Fauteuil d’hygiène polyvalent à hauteur réglable |  |  | MC |  | ['Baño Clínico'] | [''] | [''] | MED
1219 | 1219 |  |  |  | Silla de oficina con ruedas y apoyabrazos | Chair, multipurpose | Chaise polyvalente |  | CH-02 | EB | GF | ['ADMIN RECEPTION', 'ADMIN RECEPTION OFFICE', 'ADMIN WORK AREA', 'ARTS AND CRAFTS', 'Aula', 'Blood Bank', 'Blood Gas', 'Care-Neonato', 'CATHLAB', 'CENTRAL ENFERMERIA', 'CENTRAL WORKSTATION', 'CEO RECEPTION', 'COMPUTER LAB', 'CONSULTA GENERAL', 'Control room', 'DENSITÓMETRO', 'DESPACHO', 'DESPACHO INDIVIDUAL', 'Eco', 'Gabinete', 'Gammacamara', 'Histo-Pato', 'Kitchen', 'LAB', 'Lounge', 'Medicación', 'Meeting Room', 'Microscopio RM', 'Minor Procedures', 'Open Office Area', 'PET', 'Recepcion', 'Rehabilitacion', 'RMN', 'RX Conv', 'Seguridad', 'Staff Lounge', 'TAC', 'Telemando'] | ['ADMIN RECEPTION', 'ADMIN RECEPTION OFFICE', 'ADMIN WORK AREA', 'ARTS AND CRAFTS', 'DESPACHO INDIVIDUAL', 'Bioquímica + Hemato', '', 'Base', 'Despacho Clinc', 'CENTRAL ENFERMERIA', 'CENTRAL WORKSTATION', 'CEO RECEPTION', 'COMPUTER LAB', 'CONSULTA GENERAL', 'CONSULTA GINECOBS', 'CONSULTA MAXILO', 'CONSULTA NICU', 'CONSULTA OFT', 'CONSULTA PEDIATRI', 'CONSULTA REHABILITA', 'DESPACHO CUADRUPLE', 'DESPACHO DOBLE', 'DESPACHO MULTIPLE', 'DESPACHO TRIPLE', 'Eco', 'Gabinete - Base', 'cito', 'histo', 'Kitchen', 'Core Lab', 'GENETIC (& REPRODUCTIVE MEDICINE)', 'Microbiology', 'MOLECULA BIOLOGY LABORATORY', 'Preanalitica', 'SEROLOGY', 'Uroanalis', 'Lounge', 'Medicación', 'High-end Meeting Room', 'Medium Meeting Room', 'Consultorio-Enf', 'Open Office Area', 'PET', 'Recepcion', 'Workstation', 'Lenguage', 'RMN', 'RX Conv', 'Seguridad', 'Staff Lounge', 'TAC', 'Telemando'] | ['', 'rx', 'QUICK RESPONSE AREA', 'Manual', 'Despacho Clinc'] | ST
1220 | 1220 |  |  |  | Silla de paciente | Chair, patient | Fauteuil, malade |  | CH-16 | EB | GF | ['Dormitorio Acompañante', 'Guest Room', 'INPATIENT RM', 'INPATIENT ISO RM', 'UTPR', 'UTPR DOBLE'] | ['Dormitorio Acompañante', 'BARIATRIC INPATIENT ROOM', 'INPATIENT RM', 'PEDS INPATIENT RM', 'INPATIENT ISO RM', 'OBS DOUBLE INPATIENT RM', 'OBS INPATIENT RM', 'UTPR', 'UTPR DOBLE'] | [''] | ST
1221 | 1221 |  |  |  | Silla de ruedas para obesos I | Wheelchair, bariatric | Fauteuil XXL |  |  | EB | GE | ['ALMACÉN DE EQUIPOS'] | ['Almacén Sillas de ruedas'] | [''] | MED
1222 | 1222 |  |  |  | Silla de ruedas para obesos, II | Wheelchair, Bariatric | Fauteuil roulant, bariatrique |  | MS2051 | MC |  | ['ALMACÉN DE EQUIPOS'] | ['Almacén Sillas de ruedas'] | [''] | MED
1223 | 1223 |  |  |  | Silla de ruedas, I | Wheelchair | Fauteuil |  |  | EB | GE | ['ALMACÉN DE EQUIPOS'] | ['Almacén Sillas de ruedas'] | [''] | MED
1224 | 1224 |  |  |  | Silla de ruedas, II | Wheelchair, Patient Transport, Folding | Fauteuil roulant, de transport de malades, pliant |  | MS2045 | MC |  | ['ALMACÉN DE EQUIPOS'] | ['Almacén Sillas de ruedas'] | [''] | MED
1225 | 1225 |  |  |  | Silla ergonómica alta con aro de apoyo para los pies, tipo banco | High ergonomic chair with ring footrest | Chaise ergonomique chaise anneau repose-pieds |  |  | EB | GF | ['Extracción', 'IV inyection PET'] | ['SAMPLE TAKING', ''] | [''] | MED
1226 | 1226 |  |  |  | Silla ergonómica de visita con brazos | Chair, confident w/armsrest | Chaise ergonomique avec accoudoirs visiter |  |  | EB | GF | ['Extracción'] | ['SAMPLE TAKING'] | [''] | MED
1227 | 1227 |  |  |  | Silla fija sin brazo, tapizada | Chair without/armrest, upholstery | Chaise / sans accoudoir, tissu |  |  | EB | GF | ['CDSS', 'Meeting Room'] | ['Empaquetar', 'Sala Multipropósito'] | [''] | ST
1228 | 1228 |  |  |  | Silla fija, con brazo, tapizada | Chair, fix, upholstery | Chaise, fixer, tissu |  |  | EB | GF | ['Meeting Room'] | ['Sala Multipropósito'] | [''] | ST
1229 | 1229 |  |  |  | Silla giratoria con brazos y respaldo regulable en altura | Swivel chair w/armrests and height-adjustable backrest | Chaise avec accoudoirs et dossier réglable en hauteur |  | FF1215 | EB | GF | ['Cashier', 'Gabinete', 'LAVANDERIA', 'Seguridad', 'SUB-STERIL RM', 'Treatment Room'] | ['', 'Und. Dental', 'Distribution (Cart Storage Dispatch)', 'Seguridad', 'Dispatch area', 'Minor Procedures', 'Treatment Room'] | ['', 'Consultorio-Enf'] | ST
1230 | 1230 |  |  |  | Silla giratoria con brazos y respaldo regulable en altura | Swivel chair w/armrests and height-adjustable backrest | Chaise avec accoudoirs et dossier réglable en hauteur |  |  | EB | GF | ['Cashier', 'Gabinete', 'LAVANDERIA', 'Seguridad', 'SUB-STERIL RM', 'Treatment Room'] | ['', 'Und. Dental', 'Distribution (Cart Storage Dispatch)', 'Seguridad', 'Dispatch area', 'Minor Procedures', 'Treatment Room'] | ['', 'Consultorio-Enf'] | ST
1231 | 1231 |  |  |  | Silla infantil | Children's Chair | Chaise des Enfants |  |  | EB | GF | ['ARTS AND CRAFTS', 'Play Area'] | ['ARTS AND CRAFTS', 'Play Area'] | [''] | ST
1232 | 1232 |  |  |  | Silla interlocutor | Chair confident | Chaise interlocuteur |  |  | EB | GF | ['Eco', 'Gabinete', 'PACS', 'RX Conv', 'Telemedicina'] | ['Eco', 'Und. Dental', 'PACS', 'RX Conv', 'Telemedicina'] | ['rx', '', 'Secretaria', 'Despacho Clinc'] | ST
1233 | 1233 |  |  |  | Silla interlocutor | Chair confident | Chaise interlocuteur |  | rx | EB | GF | ['Eco', 'Gabinete', 'PACS', 'RX Conv', 'Telemedicina'] | ['Eco', 'Und. Dental', 'PACS', 'RX Conv', 'Telemedicina'] | ['rx', '', 'Secretaria', 'Despacho Clinc'] | ST
1234 | 1234 |  |  |  | Silla para terapia |  | Chaise de la thérapie |  |  | MC |  | [] | [] | [] | MED
1235 | 1235 |  |  |  | Silla piedra infantil | Rocking child's chair, polyethylene - bird | Chaise de pierre enfant |  |  | EB | GF | ['Play Area'] | ['Play Area'] | [''] | ST
1236 | 1236 |  |  |  | Silla toma de muestras | Phlebotomy chair | Chaise prélèvement avec repose-bras |  | LB2545 | MC |  | ['Blood Bank', 'Extracción'] | ['(Transfusion Service)', '', 'SAMPLE TAKING'] | [''] | MED
1237 | 1237 |  |  |  | Silla toma de muestras | Phlebotomy chair | Chaise prélèvement avec repose-bras |  |  | MC |  | ['Blood Bank', 'Extracción'] | ['(Transfusion Service)', '', 'SAMPLE TAKING'] | [''] | MED
1238 | 1238 |  |  |  | Silla, apilable color | Chair, stackable, color | Chaire, Couleur empilable |  | CH-18A | EB | GF | ['STAFF CAFETERIA'] | ['STAFF CAFETERIA'] | [''] | ST
1239 | 1239 |  |  |  | Silla, c/mesa, aula | Tablet arm chair | Chaise avec table |  |  | EB | GF | ['Aula', 'Telemedicina'] | ['Aula', 'Telemedicina'] | [''] | ST
1240 | 1240 |  |  |  | Silla, c/mesa, aula | Tablet arm chair | Chaise avec table |  |  | EB | GF | ['Aula', 'Telemedicina'] | ['Aula', 'Telemedicina'] | [''] | ST
1241 | 1241 |  |  |  | Silla, comedor | Chair, Dining Room | Chaise, Salle à manger |  | FF1160 | EB | GF | ['Kitchen', 'Lounge', 'MORGUE', 'Staff Lounge'] | ['Kitchen', 'Lounge', 'Body Viewing room', 'Staff Lounge'] | [''] | ST
1242 | 1242 |  |  |  | Silla, confidente | Side chair | Chaise, confiant |  |  | EB | GF | ['Care-Neonato', 'Guest Room', 'LIVING RM / MAJILIS', 'Lobby'] | ['Base', 'Guest Room', 'LIVING RM / MAJILIS', 'Lobby'] | [''] | ST
1243 | 1243 |  |  |  | Silla, confidente | Side chair | Chaise, confiant |  | CG-02a | EB | GF | ['Care-Neonato', 'Guest Room', 'LIVING RM / MAJILIS', 'Lobby'] | ['Base', 'Guest Room', 'LIVING RM / MAJILIS', 'Lobby'] | [''] | ST
1244 | 1244 |  |  |  | Silla, confidente c/ brazos | Chair, Side With Arms | Chaise, côté avec des bras |  |  | EB | GF | ['LAVANDERIA', 'Open Office Area', 'Rehabilitacion', 'RX Conv', 'Security Office'] | ['Office Unit Head, Laundry', 'Open Office Area', 'Lenguage', 'General Purpose Radiology Room', 'Security Office'] | [''] | ST
1245 | 1245 |  |  |  | Silla, confidente c/ brazos | Chair, Side With Arms | Chaise, côté avec des bras |  | FF1140 | EB | GF | ['LAVANDERIA', 'Open Office Area', 'Rehabilitacion', 'RX Conv', 'Security Office'] | ['Office Unit Head, Laundry', 'Open Office Area', 'Lenguage', 'General Purpose Radiology Room', 'Security Office'] | [''] | ST
1246 | 1246 |  |  |  | Silla, confidente I | Chair, side | Chaise, confiant |  | CH-09 | EB | GF | ['Exterior', 'Minor Procedures', 'Treatment Room'] | ['Inner', 'Terraza', 'Consultorio-Enf', 'Minor Procedures'] | ['', 'Consultorio-Enf'] | ST
1247 | 1247 |  |  |  | Silla, confidente I | Chair, side | Chaise, confiant |  |  | EB | GF | ['Exterior', 'Minor Procedures', 'Treatment Room'] | ['Inner', 'Terraza', 'Consultorio-Enf', 'Minor Procedures'] | ['', 'Consultorio-Enf'] | ST
1248 | 1248 |  |  |  | Silla, confidente s/ brazos | Chair, Side, Without Arms | Chaise, latérale, sans armes |  | FF1145 | EB | GF | ['Prep/Recovery Room', 'Treatment Room'] | ['Prep/Recovery Room', 'Treatment Room'] | [''] | ST
1249 | 1249 |  |  |  | Silla, ejecutiva, rotatoria | Chair, Executive, Swivel | Cahise, exécutif, tourner |  | FF1175 | EB | GF | ['Blood Bank'] | ['(Transfusion Service)'] | [''] | ST
1250 | 1250 |  |  |  | Silla, espera hall | Lounge chair | Chaise, attente |  | CL-23a | EB | GF | ['Guest Room', 'LIVING RM / MAJILIS', 'Lobby'] | ['Guest Room', 'LIVING RM / MAJILIS', 'Lobby'] | [''] | ST
1251 | 1251 |  |  |  | Silla, espera hall | Lounge chair | Chaise, attente |  |  | EB | GF | ['Guest Room', 'LIVING RM / MAJILIS', 'Lobby'] | ['Guest Room', 'LIVING RM / MAJILIS', 'Lobby'] | [''] | ST
1252 | 1252 |  |  |  | Silla, Executiva, lateral | Chair, Executive, Side | Chaise, exécutif |  | FF1170 | EB | GF | ['Blood Bank'] | ['(Transfusion Service)'] | [''] | ST
1253 | 1253 |  |  |  | Silla, giratoria, respaldo alto | Chair, Swivel, High Back | Chaise, pivotant, dossier haut |  | FF1210 | EB | GF | ['LAVANDERIA', 'Open Office Area', 'Rehabilitacion', 'Security Office'] | ['Linen Repair', 'Office Unit Head, Laundry', 'Uniform exchange', 'Open Office Area', 'Lenguage', 'Security Office'] | [''] | ST
1254 | 1254 |  |  |  | Silla, patas metálicas | Chair dining | Chaise, pieds métalliques |  | CH-04 | EB | GF | ['Cafeteria', 'CEO OFFICE'] | ['café-SEAT', 'CEO OFFICE'] | [''] | ST
1255 | 1255 |  |  |  | Silla, R | Task chair, R | Chaise R |  |  | EB | GF | ['COPY ROOM'] | ['COPY ROOM'] | [''] | ST
1256 | 1256 |  |  |  | Silla, redacción , rotatoria | Chair, Drafting, Rotary | Chaise, de rédaction, le Rotary |  | FF1165 | EB | GF | ['Taller'] | ['Taller'] | [''] | ST
1257 | 1257 |  |  |  | Sillón de dirección | Chair, executive | Fauteuil, direction |  | CH-02A | EB | GF | ['DIRECTOR / CHIEF OFFICE'] | ['DIRECTOR / CHIEF OFFICE'] | [''] | ST
1258 | 1258 |  |  |  | Sillón de paciente bariátrico | Armchair, bariatric | Fauteuil bariatrique |  |  | MC |  | ['INPATIENT RM'] | ['BARIATRIC INPATIENT ROOM'] | [''] | MED
1259 | 1259 |  |  |  | Sillón de paciente I | Chair recliner | Fauteuil, malade II |  |  | MC |  | ['BOX NICU', 'DOUBLE INPATIENT RM', 'INPATIENT RM', 'PRESIDENTIAL INPATIENT ROOM', 'INPATIENT ISO RM', 'Lobby', 'SLEEP LAB'] | ['BOX DOBLE NICU', 'BOX NEO INTERMEDIO', 'BOX NICU', 'BOX TRIPLE NICU', 'DOUBLE INPATIENT RM', 'INPATIENT RM', 'PEDS INPATIENT RM', 'PRESIDENTIAL INPATIENT ROOM', 'INPATIENT ISO RM', 'OBS DOUBLE INPATIENT RM', 'OBS INPATIENT RM', 'Lobby'] | [''] | MED
1260 | 1260 |  |  |  | Sillón de paciente II | Chair recliner II | Fauteuil III |  |  | MC |  | ['BOX NICU', 'PRESIDENTIAL INPATIENT ROOM'] | ['BOX DOBLE NICU', 'BOX NEO INTERMEDIO', 'BOX NICU', 'BOX TRIPLE NICU', 'PRESIDENTIAL INPATIENT ROOM'] | [''] | MED
1261 | 1261 |  |  |  | Sillón de paciente III | Chair recliner, II | Fauteuil III |  |  | MC |  | ['IV inyection', 'Nebulización'] | ['', 'Nebulización'] | [''] | MED
1262 | 1262 |  |  |  | Sillón en ratán | Chair | Fauteuil en rotin |  |  | EB | GF | ['BALCONY'] | ['BALCONY'] | [''] | ST
1263 | 1263 |  |  |  | Sillón ginecología/urología |  | Divan d'examem gynécologie elct. |  |  | MC |  | [] | [] | [] | ST
1264 | 1264 |  |  |  | Sillón ginecológico | Chair gynaecological | Divan d'examem gynécologie |  |  | MC |  | ['CONSULTA GENERAL', 'Gabinete', 'Minor Procedures', 'Treatment Room'] | ['CONSULTA GINECOBS', 'Gine & Obst', 'Quir menor', 'Minor Procedures'] | ['', 'Quir menor'] | MED
1265 | 1265 |  |  |  | Sillón para cirujano | Chair, surgery | Tabouret assise tendue avec commande au pied |  |  | MC |  | ['Hybrid OP', 'Minor Procedures', 'Operation room', 'Treatment Room'] | ['Hybrid OP', 'Quir menor', 'Operatio room', 'Minor Procedures'] | ['', 'Quir menor'] | MED
1266 | 1266 |  |  |  | Sillón sin brazos | Chair without/armrest | Chauffeuse |  |  | EB | GF | ['Care-Neonato', 'PACS', 'Telemedicina'] | ['Zona de soporte', 'PACS', 'Telemedicina'] | ['', 'Secretaria'] | ST
1267 | 1267 |  |  |  | Sillón toma de muestras | Phlebotomy chair I | Fauteuil pour prélèvement de sang |  | LB2550 | MC |  | ['Blood Bank'] | ['(Transfusion Service)', ''] | [''] | MED
1268 | 1268 |  |  |  | Sillón un cuerpo, espera | Lounge chair, wait | Fauteuil relax 1 siège |  | LC-03 | EB | GF | ['CEO OFFICE', 'CEO RECEPTION', 'PRESIDENTIAL INPATIENT ROOM'] | ['CEO OFFICE', 'CEO RECEPTION', 'PRESIDENTIAL INPATIENT ROOM'] | [''] | MED
1269 | 1269 |  |  |  | Sillón-camilla para diálisis | Chair, dialysis, II | Fauteuil de prévèment et dialyse |  |  | MC |  | ['DIÁLISIS'] | ['Dialisis'] | [''] | MED
1270 | 1270 |  |  |  | Sillón-camilla para recuperación/emergencia | Chair-strecher, multipurpose | Fauteuil polyvalente |  |  | MC |  | ['Endo', 'Observación', 'Prep/Recovery Room'] | ['Endo-Base', 'Observación'] | [''] | MED
1271 | 1271 |  |  |  | Sillón, 1 plaza, espera, base Cr | Lounge chair, Cr base | Fauteuil relax 1 siège |  | LC-04 | EB | GF | ['Exterior', 'Recepcion', 'Waiting', "WOMEN'S FAMILY\nLOUNGE", 'Womens Visitor Lounge'] | ['Terraza', 'Recepcion', 'Waiting', "WOMEN'S FAMILY\nLOUNGE", 'Womens Visitor Lounge'] | [''] | ST
1272 | 1272 |  |  |  | Sillón, 1 plaza, sala espera | Lounge chair, wait | Fauteuil relax 1 siège |  | LC-02 | EB | GF | ['Dormitorio Acompañante', 'Guest Room', 'LIVING RM / MAJILIS', 'Waiting'] | ['Dormitorio Acompañante', 'LIVING RM / MAJILIS', 'Waiting'] | [''] | ST
1273 | 1273 |  |  |  | Sillón, gerente | Chair, executive I | Fauteuil gestionnaire |  | CH-03 | EB | GF | ['CEO OFFICE'] | ['CEO OFFICE'] | [''] | ST
1274 | 1274 |  |  |  | Sillón, una plaza, diseño | Lounge chair, 1 seat | Fauteuil relax 1 siège |  | LC-05 | EB | GF | ['Exterior', 'Lobby', 'Play Area'] | ['Inner', 'Lobby', 'Play Area'] | [''] | ST
1275 | 1275 |  |  |  | Sistema automático de carga a las lavadoras | Automatic load washing machines | Charge automatique des machines à laver |  |  | EB | GE | ['CDSS'] | ['Lavar-Mat'] | ['b'] | ST
1276 | 1276 |  |  |  | Sistema automático de Elisa II | Elisa Analyzer, automatic II | Automatique Elisa II |  |  | BI |  | ['LAB'] | ['Bioquímica + Hemato', 'SEROLOGY'] | [''] | MED
1277 | 1277 |  |  |  | Sistema automático para procesamiento de hemocultivos | Automated microbial detection system | Système de détection microbienne automatisé |  |  | BI |  | ['LAB'] | ['Microbiology'] | [''] | MED
1278 | 1278 |  |  |  | Sistema automatizado de identificación bacteriológica I | Identification and antibiotic susceptibility system | Automatisé bactérienne identification I |  |  | BI |  | ['LAB', 'Microscopio RM'] | ['Microbiology', ''] | [''] | MED
1279 | 1279 |  |  |  | Sistema de archivo y comunicación de imágenes (RIS-PACS) (I) | PACS-RIS (I) | Système archivage et de communication d'image (RIS-PACS) (I) |  |  | BI |  | ['PACS', 'Telemedicina'] | ['PACS', 'Telemedicina'] | ['Secretaria', ''] | MED
1280 | 1280 |  |  |  | Sistema de audio | Audio Systems | Systèmes audio |  |  | EB | GF | ['AUDITORIUM VESTIBULE'] | ['AUDITORIUM'] | [''] | ST
1281 | 1281 |  |  |  | Sistema de autotransfusión perioperativa Cardiovascular | Cardiovascular Perioperative Autotransfusion System | Système cardio-vasculaire d'autotransfusion périopératoire |  |  | BI |  | ['Heart Pump', 'Hybrid OP', 'Operation room'] | ['Heart Pump', 'Hybrid OP', 'Operatio room'] | [''] | MED
1282 | 1282 |  |  |  | Sistema de calentamiento para paciente | WARMING UNIT, BLANKET | Appareil de réchauffement, courveture |  | CAB030 | BI | EMB | ['Oficio limpio'] | ['Oficio limpio'] | [''] | MED
1283 | 1283 |  |  |  | Sistema de calibración de dosis (Activímetro). | Activimeter | Activemeter |  |  | UE | MC-R | ['Hot Lab'] | [''] | [''] | MED
1284 | 1284 |  |  |  | Sistema de carga aérea, lavandería | Air cargo system | Système de fret aérien, blanchisserie |  |  | EB | GE | ['LAVANDERIA'] | ['Sorting & washing'] | [''] | ST
1285 | 1285 |  |  |  | Sistema de Hipo / Hipertermia | Hypo/Hyperthermia Unit, Automatic/Manual, Mobile | Hypo / hyperthermie Unité, automatique / manuel mobile |  | MS2090 | BI |  | ['Prep/Recovery Room'] | ['Prep/Recovery Room'] | [''] | MED
1286 | 1286 |  |  |  | Sistema de integración digital - Nivel I |  | L'intégration du système numérique - niveau I |  |  | EB | GE | [] | [] | [] | MED
1287 | 1287 |  |  |  | Sistema de integración digital - Nivel II | Digital integration system, nivel II | L'intégration du système numérique - niveau II |  |  | EB | GE | ['Hybrid OP', 'Operation room'] | ['Hybrid OP', 'Operatio room'] | [''] | MED
1288 | 1288 |  |  |  | Sistema de llamadas de enfermera | Nurse call system | Système d'appel infirmier |  |  | UE |  | ['CENTRAL ENFERMERIA', 'CENTRAL WORKSTATION'] | ['CENTRAL ENFERMERIA'] | [''] | MED
1289 | 1289 |  |  |  | Sistema de monitorización 12, para acoplar a columna | Patient monitor system, 12, column support | Surveillance 12 Système , pour le couplage à la colonne |  |  | BI |  | [] | [] | [] | MED
1290 | 1290 |  |  |  | Sistema de monitorización 17, para acoplar a columna | Monitoring System 17 , for coupling to column | Surveillance 17 Système , pour le couplage à la colonne |  |  | BI |  | [] | [] | [] | MED
1291 | 1291 |  |  |  | Sistema de monitorización para NUCI para acoplar a columna | Patient monitoring system, NICU skyboom mounting | Système de contrôle pour un couplage à la colonne |  |  | BI |  | ['BOX NICU'] | ['BOX DOBLE NICU', 'BOX NEO INTERMEDIO', 'BOX NICU', 'BOX TRIPLE NICU'] | [''] | MED
1292 | 1292 |  |  |  | Sistema de polisomnografía | Polysomnography system | Système de polysomnographie |  |  | BI |  | ['SLEEP LAB'] | [''] | [''] | MED
1293 | 1293 |  |  |  | Sistema de prueba de esfuerzo |  | Test de stress du système |  |  | BI |  | [] | [] | [] | MED
1294 | 1294 |  |  |  | Sistema de prueba de esfuerzo ECG y SpO2 | Stress Test System w/ECG and SpO2 | ECG de stress test du système et SpO2 |  |  | BI |  | ['Gabinete'] | ['Cardio'] | [''] | MED
1295 | 1295 |  |  |  | Sistema de prueba de esfuerzo tapiz rodante | Stress Test System | Système Stress Test |  |  | BI |  | ['Gabinete'] | ['Cardio'] | [''] | MED
1296 | 1296 |  |  |  | Sistema de purificación de agua, 3 L/día |  | Sistema de purificación de agua, 3 L/día |  |  | UE |  | [] | [] | [] | ST
1297 | 1297 |  |  |  | Sistema de railes para cortina | Track, Cubicle, w/curtain | Rideau Rail System |  | AR1460 | EB | GF | ['Cast', 'CONSULTA GENERAL', 'DIÁLISIS', 'Gabinete', 'Holding Bay', 'INPATIENT RM', 'DOUBLE INPATIENT RM', 'PRESIDENTIAL INPATIENT ROOM', 'INPATIENT ISO RM', 'IV inyection', 'Nebulización', 'Observación', 'Prep/Recovery Room', 'SLEEP LAB', 'Treatment Room', 'UTPR', 'UTPR DOBLE'] | ['Cast', 'CONSULTA GENERAL', 'CONSULTA GINECOBS', 'CONSULTA NICU', 'CONSULTA OFT', 'CONSULTA PEDIATRI', 'Dialisis', 'Gabinete - Base', 'Holding Bay', 'BARIATRIC INPATIENT ROOM', 'DOUBLE INPATIENT RM', 'INPATIENT RM', 'PEDS INPATIENT RM', 'PRESIDENTIAL INPATIENT ROOM', 'INPATIENT ISO RM', 'OBS DOUBLE INPATIENT RM', 'OBS INPATIENT RM', '', 'Nebulización', 'Habitación', 'Observación', 'Prep/Recovery Room', 'Treatment Room', 'UTPR', 'UTPR DOBLE'] | [''] | MED
1298 | 1298 |  |  |  | Sistema de Rx digital para Odontologia Periapical | X-Ray digital system, apical | Rayons X digital, apicale |  |  | BI |  | ['CONSULTA GENERAL', 'Gabinete'] | ['CONSULTA MAXILO', 'Und. Dental'] | [''] | MED
1299 | 1299 |  |  |  | Sistema de teleconferencia completo | Full teleconferencing system | Système de téléconférence complète |  |  | IT |  | ['Telemedicina'] | ['Telemedicina'] | [''] | ST
1300 | 1300 |  |  |  | Sistema de tratamiento de agua | Water treatment system | Système de traitement de l'eau |  |  | EB | GE | ['CDSS'] | ['Lavar-Mat'] | ['t'] | ST
1301 | 1301 |  |  |  | Sistema de videoconferencia, IP | Video-conference System, IP | Système de vidéoconférence, IP |  |  | IT |  | ['Telemedicina'] | ['Telemedicina'] | [''] | ST
1302 | 1302 |  |  |  | Sistema de videoconferencia, RDSI | Video-conference System, RDSI | Système de vidéoconférence, RNIS |  |  | IT |  | ['Telemedicina'] | ['Telemedicina'] | [''] | ST
1303 | 1303 |  |  |  | Sistema Láser para fotocoagulación verde de barrido múltiple |  | Système photocoagulation laser balayage mult |  |  | BI |  | [] | [] | [] | MED
1304 | 1304 |  |  |  | Sistema para FISH | Hibridación in situ Fluorescente system | Système de FISH |  |  | BI |  | ['LAB'] | ['GENETIC (& REPRODUCTIVE MEDICINE)', 'MOLECULA BIOLOGY LABORATORY'] | [''] | MED
1305 | 1305 |  |  |  | Sistema para medir el punto de fusión |  | Système pour mesurer le point de fusion |  |  | BI |  | [] | [] | [] | MED
1306 | 1306 |  |  |  | Sistema para quirófano modular en acero Cr-Ni |  | Système d'acier chirurgical modulaire Cr-Ni |  |  | UE |  | [] | [] | [] | MED
1307 | 1307 |  |  |  | Sistema para quirófano modular en acero Cr-Ni con protección RX | Modular systemfor operation rrom, Cr-Ni w/X-Ray shielding | Système d'acier chirurgical modulaire avec protection Cr-Ni RX |  |  | UE |  | ['Hybrid OP', 'Operation room'] | ['Hybrid OP', 'Operatio room'] | [''] | MED
1308 | 1308 |  |  |  | Sistema PET-CT de 16 cortes | PET-CT | PET-CT |  |  | BI |  | ['PET'] | ['PET'] | ['PET'] | MED
1309 | 1309 |  |  |  | Sistema portátil de microscopía por Epiluminiscencia digital con cámara | Portable system for digital epiluminescence microscopy w/camera | Système portable pour épiluminescence digital |  |  | BI |  | ['Gabinete'] | ['Derma'] | [''] | MED
1310 | 1310 |  |  |  | Sistema rotativo automatizado para dispensación (carrusel horizontal | Carrousel horizontal | horizontal carrousel |  |  | BI |  | ['Farmacia'] | ['Preparación de unidosis'] | [''] | MED
1311 | 1311 |  |  |  | Sistema rotativo automatizado para dispensación (carrusel vertical) | Corrousel vertical | Carousel vertical |  |  | BI |  | ['Farmacia'] | ['Preparación de unidosis'] | [''] | MED
1312 | 1312 |  |  |  | Sistema, estante, medicación pared | Shelf unit for pharmacy wall moutd | Etagère, Système pour médicaments, mur |  |  | MC |  | ['Medicación'] | ['Medicación'] | [''] | MED
1313 | 1313 |  |  |  | Sofá de ratán | Sofa, rattan | Sofá, ratan |  |  | EB | GF | ['BALCONY'] | ['BALCONY'] | [''] | ST
1314 | 1314 |  |  |  | Sofa-Cama acompañantes | Sleep sofa | Fauteuil-lit accompagnant convertible |  |  | EB | GF | ['INPATIENT RM', 'SLEEP LAB', 'UTPR', 'UTPR DOBLE'] | ['BARIATRIC INPATIENT ROOM', 'INPATIENT RM', 'PEDS INPATIENT RM', 'OBS INPATIENT RM', 'UTPR', 'UTPR DOBLE'] | [''] | MED
1315 | 1315 |  |  |  | Sofá, 3 plazas | Sofa, 3 places | Sofa, 3 postes |  | SO-3 | EB | GF | ['CEO OFFICE', 'Dormitorio Acompañante', 'Guest Room', 'DOUBLE INPATIENT RM', 'PRESIDENTIAL INPATIENT ROOM', 'INPATIENT RM', 'LIVING RM / MAJILIS', 'Lobby'] | ['CEO OFFICE', 'Dormitorio Acompañante', 'DOUBLE INPATIENT RM', 'PRESIDENTIAL INPATIENT ROOM', 'OBS DOUBLE INPATIENT RM', 'LIVING RM / MAJILIS', 'Lobby'] | [''] | ST
1316 | 1316 |  |  |  | Sofá, 3 plazas | Sofa, 3 places | Sofa, 3 postes |  | SO-2 | EB | GF | ['CEO OFFICE', 'Dormitorio Acompañante', 'Guest Room', 'DOUBLE INPATIENT RM', 'PRESIDENTIAL INPATIENT ROOM', 'INPATIENT RM', 'LIVING RM / MAJILIS', 'Lobby'] | ['CEO OFFICE', 'Dormitorio Acompañante', 'DOUBLE INPATIENT RM', 'PRESIDENTIAL INPATIENT ROOM', 'OBS DOUBLE INPATIENT RM', 'LIVING RM / MAJILIS', 'Lobby'] | [''] | ST
1317 | 1317 |  |  |  | Sofá, 3 plazas | Sofa, 3 places | Sofa, 3 postes |  | SO-03 | EB | GF | ['CEO OFFICE', 'Dormitorio Acompañante', 'Guest Room', 'DOUBLE INPATIENT RM', 'PRESIDENTIAL INPATIENT ROOM', 'INPATIENT RM', 'LIVING RM / MAJILIS', 'Lobby'] | ['CEO OFFICE', 'Dormitorio Acompañante', 'DOUBLE INPATIENT RM', 'PRESIDENTIAL INPATIENT ROOM', 'OBS DOUBLE INPATIENT RM', 'LIVING RM / MAJILIS', 'Lobby'] | [''] | ST
1318 | 1318 |  |  |  | Sofa, continuo | Sofa, continous | Sofa, continue |  | S-07 | EB | GF | ['Guest Room'] | ['Guest Room'] | [''] | ST
1319 | 1319 |  |  |  | Sofa, royal, 2 plazas | Sofa | royal adjacent lounge 02 |  |  | EB | GF | ['Sofá, VIP, 2 postes'] | ['Lobby'] | ['Lobby'] | ST
1320 | 1320 |  |  |  | Soldador | Welder, Arc | Soudeur, Arc |  |  | EB | GE | ['Taller'] | ['Taller', ''] | [''] | ST
1321 | 1321 |  |  |  | Soldadora de bolsas | Microprocessor-controlled rotary sealer | Soudeuse |  |  | BI |  | ['CDSS'] | ['Empaquetar'] | [''] | ST
1322 | 1322 |  |  |  | Soldadora, PVC | Welder, PVC Blood Tubing, Sterile Process | Soudeur, PVC sang tubes, processus stérile |  | LB1305 | BI |  | ['Blood Bank'] | ['(Transfusion Service)'] | [''] | ST
1323 | 1323 |  |  |  | Soplete | Torch, Welding/Cutting, W/Ac | Chalumeau, soudage / découpage |  |  | EB | GE | ['Taller'] | ['Taller', ''] | [''] | ST
1324 | 1324 |  |  |  | Soporte bajo rodado, una cubeta acero inox. | Kick bucket for operation theater, stainless steel | Porte cuvette chirurgical, en acier inoxydable, 1 poste |  |  | MC |  | ['Endo', 'Hybrid OP', 'Minor Procedures', 'Operation room', 'Treatment Room', 'UTPR', 'UTPR DOBLE'] | ['Endo-Base', 'Hybrid OP', 'Quir menor', 'Operatio room', 'Minor Procedures', 'UTPR', 'UTPR DOBLE'] | ['', 'Quir menor'] | MED
1325 | 1325 |  |  |  | Soporte corte bolsas envasado | Roll dispenser w/cutting device | Dérouleur de gaine avec cutter |  |  | EB | GF | ['CDSS'] | ['Empaquetar'] | [''] | ST
1326 | 1326 |  |  |  | Soporte de TV, pared | TV support, wallmounted | Support pour TV, muraux |  |  | EB | GE | ['INPATIENT RM', 'DOUBLE INPATIENT RM', 'PRESIDENTIAL INPATIENT ROOM', 'INPATIENT ISO RM', 'Lobby', 'Observación', 'Prep/Recovery Room', 'SLEEP LAB', 'UTPR', 'UTPR DOBLE'] | ['BARIATRIC INPATIENT ROOM', 'DOUBLE INPATIENT RM', 'INPATIENT RM', 'PEDS INPATIENT RM', 'PRESIDENTIAL INPATIENT ROOM', 'INPATIENT ISO RM', 'OBS DOUBLE INPATIENT RM', 'OBS INPATIENT RM', 'Lobby', 'Habitación', 'UTPR', 'UTPR DOBLE'] | [''] | ST
1327 | 1327 |  |  |  | Soporte folletos, mural | Rack, Pamphlet, Wall Mounted | Rack, Pamphlet, fixé au mur |  | FF1700 | EB | GF | ['Lobby', 'Waiting'] | ['Lobby', 'Waiting'] | [''] | ST
1328 | 1328 |  |  |  | Soporte infusión, rodable | Stand, IV, Adjustable | Soutien perfusion rodable |  | MS1955 | MC |  | ['Holding Bay', 'INPATIENT RM', 'DOUBLE INPATIENT RM', 'PRESIDENTIAL INPATIENT ROOM', 'INPATIENT ISO RM', 'Minor Procedures', 'Nebulización', 'Observación', 'Prep/Recovery Room', 'RX Conv', 'SLEEP LAB', 'Treatment Room'] | ['Holding Bay', 'BARIATRIC INPATIENT ROOM', 'DOUBLE INPATIENT RM', 'INPATIENT RM', 'PEDS INPATIENT RM', 'PRESIDENTIAL INPATIENT ROOM', 'INPATIENT ISO RM', 'OBS DOUBLE INPATIENT RM', 'OBS INPATIENT RM', 'Consultorio-Enf', 'Nebulización', 'Habitación', 'Prep/Recovery Room', 'General Purpose Radiology Room', 'Minor Procedures'] | ['', 'Consultorio-Enf'] | MED
1329 | 1329 |  |  |  | Soporte infusión, techo | Track, IV, Ceiling Mounted, 7 Foot | Support de perfusion, toit |  | AR1285 | UE |  | ['Cast', 'DIÁLISIS', 'INPATIENT RM', 'DOUBLE INPATIENT RM', 'PRESIDENTIAL INPATIENT ROOM', 'INPATIENT ISO RM', 'IV inyection', 'Nebulización', 'Observación', 'Prep/Recovery Room', 'SLEEP LAB', 'UTPR', 'UTPR DOBLE'] | ['Cast', 'Dialisis', 'BARIATRIC INPATIENT ROOM', 'DOUBLE INPATIENT RM', 'INPATIENT RM', 'PEDS INPATIENT RM', 'PRESIDENTIAL INPATIENT ROOM', 'INPATIENT ISO RM', 'OBS DOUBLE INPATIENT RM', 'OBS INPATIENT RM', '', 'Nebulización', 'Habitación', 'Prep/Recovery Room', 'UTPR', 'UTPR DOBLE'] | [''] | MED
1330 | 1330 |  |  |  | Soporte para bolsas basura, c/tapa | Frame, Infectious Waste Bag w/Lid | Support sac poubelle avec couvercle |  | MS1765 | MC |  | ['Blood Bank', 'LAB', 'MORGUE', 'Prep/Recovery Room', 'Treatment Room'] | ['(Transfusion Service)', 'Bioquímica + Hemato', 'GENETIC (& REPRODUCTIVE MEDICINE)', 'MOLECULA BIOLOGY LABORATORY', 'SEROLOGY', 'Body preparation room', 'Prep/Recovery Room', 'Treatment Room'] | [''] | ST
1331 | 1331 |  |  |  | Soporte porta fichas | Support for cards | Soutien pour notes |  |  | EB | GF | ['Kitchen'] | ['Emplatado'] | [''] | MED
1332 | 1332 |  |  |  | Soporte, camlla traslado cadaver | Stretcher, cadaver accessory, frame | Civière, accessoire de cadavre, cadre |  | VC0007 | MC |  | ['MORGUE'] | ['Body preparation room', 'Mortuary Refrigerator'] | [''] | MED
1333 | 1333 |  |  |  | Soporte, mandil / guantes RX, mural | Rack, Apron/Gloves, Wall Mounted | Rack, Tablier / Gants, fixé au mur |  | RD1235 | MC |  | ['RX Conv'] | ['General Purpose Radiology Room'] | [''] | MED
1334 | 1334 |  |  |  | Soporte, revistas, mural | Rack, Magazine, Wall Mounted | Rack, Magazine, fixé au mur |  | FF1690 | EB | GF | ['Lobby', 'Waiting'] | ['Lobby', 'Waiting'] | [''] | ST
1335 | 1335 |  |  |  | Tabla basculante para la realización del Tilt Test |  | DIVAN DOSSIER ÉLECTRIQUE QUEST CARDIO |  |  | BI |  | [] | [] | [] | MED
1336 | 1336 |  |  |  | Tabla de Boheler |  | Tableau Boheler |  |  | BI |  | [] | [] | [] | MED
1337 | 1337 |  |  |  | Tabla de planchar, prensa | Laundry mushroom press | Planche à repasser, presse |  |  | EB | GE | ['LAVANDERIA'] | ['Clean Linen Processing'] | [''] | ST
1338 | 1338 |  |  |  | Tabla de repaso | Ironing table | Table aspirante pour polissage |  |  | EB | GE | ['LAVANDERIA'] | ['Clean Linen Processing'] | [''] | ST
1339 | 1339 |  |  |  | Tablero adicional para mesa de operaciones |  | Table d'opération supplémentaire |  |  | BI |  | [] | [] | [] | MED
1340 | 1340 |  |  |  | Tablero anuncios, madera | Board, Bulletin, Wood Framed | Annonces conseil, bois |  | FF1785 | EB | GF | ['Kitchen', 'Lounge', 'MORGUE', 'Staff Lounge'] | ['Kitchen', 'Lounge', 'Body Viewing room', 'Staff Lounge'] | [''] | ST
1341 | 1341 |  |  |  | Tablero magnético | Board, Scheduling, Magnetic | Tableau magnétique |  | FF1790 | EB | GF | ['Blood Bank'] | ['(Transfusion Service)'] | [''] | ST
1342 | 1342 |  |  |  | Tablero magnetico, ped. | Pin board; magnetic, child | Panel magnétique |  |  | EB | GF | ['Aula', 'Meeting Room'] | ['Aula', 'Sala Multipropósito'] | [''] | ST
1343 | 1343 |  |  |  | Tablón de avisos en corcho | Advertisement Support, coak | Avis liège |  |  | EB | GF | ['ADMIN RECEPTION', 'CENTRAL ENFERMERIA', 'CENTRAL WORKSTATION'] | ['ADMIN RECEPTION', 'CENTRAL ENFERMERIA'] | [''] | ST
1344 | 1344 |  |  |  | Taburete bajo con respaldo, con ruedas | Stool lower, w/backrest and castors | Tabouret bas avec dossier, roulettes |  | ST-01 | EB | GF | ['Blood Bank', 'Blood Gas', 'CONSULTA GENERAL', 'Endo', 'Extracción', 'Farmacia', 'Gabinete', 'Hybrid OP', 'Operation room', 'Pre-Anesthesia', 'Prep/Recovery Room', 'RX Conv', 'Taller', 'Treatment Room'] | ['(Transfusion Service)', '', 'CONSULTA GENERAL', 'CONSULTA GINECOBS', 'CONSULTA NICU', 'CONSULTA OFT', 'CONSULTA PEDIATRI', 'CONSULTA REHABILITA', 'Endo-Base', 'SAMPLE TAKING', 'Farmacocinética', 'Farmacotecnia', 'Preparación citostáticos', 'Preparación de unidosis', 'Preparación parenterales', 'Gabinete - Base', 'Hybrid OP', 'Operatio room', 'Anesthesia Work', 'Prep/Recovery Room', 'General Purpose Radiology Room', 'Taller', 'Treatment Room'] | [''] | ST
1345 | 1345 |  |  |  | Taburete rodable para unidad dental | Stool dental, w/castors | Tabouret dentaire, a / roulettes |  |  | BI |  | ['CONSULTA GENERAL', 'Gabinete'] | ['CONSULTA MAXILO', 'Und. Dental'] | [''] | MED
1346 | 1346 |  |  |  | TAC Helicoidal 128 cortes A | CT multislice, 128 A | CT multicoupe 128 A |  | rx | BI |  | ['TAC'] | ['TAC'] | ['TAC'] | MED
1347 | 1347 |  |  |  | TAC Helicoidal 128 cortes B | CT multislice, 128 B | CT multicoupe 128B |  | rx | BI |  | ['TAC'] | ['TAC'] | ['TAC'] | MED
1348 | 1348 |  |  |  | TAC Helicoidal 128 cortes C | CT multislice, 128 C | CT multicoupe 128C |  | rx | BI |  | ['TAC'] | ['TAC'] | ['TAC'] | MED
1349 | 1349 |  |  |  | TAC Helicoidal 16 cortes | CT multislice, 16 | CT multicoupe 16 |  | rx | BI |  | ['TAC'] | ['TAC'] | ['TAC'] | MED
1350 | 1350 |  |  |  | TAC Helicoidal 256 cortes | CT multislice, 256 | CT multicoupe 256 |  | rx | BI |  | ['TAC'] | ['TAC'] | ['TAC'] | MED
1351 | 1351 |  |  |  | TAC Helicoidal 64 cortes A | CT multislice, 64 A | CT multicoupe 64A |  | rx | BI |  | ['TAC'] | ['TAC'] | ['TAC'] | MED
1352 | 1352 |  |  |  | TAC Helicoidal 64 cortes B | CT multislice, 64 B | CT multicoupe 64B |  | rx | BI |  | ['TAC'] | ['TAC'] | ['TAC'] | MED
1353 | 1353 |  |  |  | Tajo de polietileno | Chop, poliethilene | Couper, polypropilene |  |  | EB | GE | ['Kitchen'] | ['Preparación Cook'] | ['Pre-Carne', 'Pre-Verduras', 'Pre-frío'] | MED
1354 | 1354 |  |  |  | Tajo de polietileno | Chop, poliethilene | Couper, polypropilene |  |  | EB | GF | ['Kitchen'] | ['Preparación Cook'] | ['Pre-Carne', 'Pre-Verduras', 'Pre-frío'] | MED
1355 | 1355 |  |  |  | Taquilla, 2 completa | Locker, 2 Person, Side by Side, 72x15x18 | Casier , 2 salles |  | AR1170 | EB | GF | ['Ante-Room', 'Basuras'] | ['Ante-Room', 'EM Shower Areas'] | [''] | ST
1356 | 1356 |  |  |  | Taquilla, doble | Locker, 2 Person, Over/Under | Locker, 2 personne, Over / Under |  | AR1158 | EB | GF | ['Vestuario'] | ['Vestuario'] | [''] | ST
1357 | 1357 |  |  |  | Teléfono | Telephone, Desk / Wall Mounted, Multiple Line, with Speaker | Téléphone, bureau / mur monté, plusieurs lignes, avec haut-parleur |  |  | IT |  | ['ADMIN RECEPTION', 'Care-Neonato', 'Cashier', 'CENTRAL ENFERMERIA', 'CENTRAL WORKSTATION', 'Extracción', 'Farmacia', 'Gabinete', 'INPATIENT RM', 'DOUBLE INPATIENT RM', 'PRESIDENTIAL INPATIENT ROOM', 'INPATIENT ISO RM', 'LAB', 'Medicación', 'Meeting Room', 'Pre-Anesthesia', 'Recepcion', 'Seguridad', 'SLEEP LAB', 'Taller', 'Telemedicina'] | ['ADMIN RECEPTION', 'Base', '', 'CENTRAL ENFERMERIA', 'Central Workstation', 'SAMPLE TAKING', 'Gabinete - Base', 'BARIATRIC INPATIENT ROOM', 'DOUBLE INPATIENT RM', 'INPATIENT RM', 'PEDS INPATIENT RM', 'PRESIDENTIAL INPATIENT ROOM', 'INPATIENT ISO RM', 'OBS DOUBLE INPATIENT RM', 'OBS INPATIENT RM', 'Preanalitica', 'Medicación', 'Sala Multipropósito', 'Anesthesia Work', 'Recepcion', 'Seguridad', 'Taller', 'Telemedicina'] | ['', 'Auto'] | ST
1358 | 1358 |  |  |  | Teléfono | Telephone, Desk / Wall Mounted, Multiple Line, with Speaker | Téléphone, bureau / mur monté, plusieurs lignes, avec haut-parleur |  | AR1130 | IT |  | ['ADMIN RECEPTION', 'Care-Neonato', 'Cashier', 'CENTRAL ENFERMERIA', 'CENTRAL WORKSTATION', 'Extracción', 'Farmacia', 'Gabinete', 'INPATIENT RM', 'DOUBLE INPATIENT RM', 'PRESIDENTIAL INPATIENT ROOM', 'INPATIENT ISO RM', 'LAB', 'Medicación', 'Meeting Room', 'Pre-Anesthesia', 'Recepcion', 'Seguridad', 'SLEEP LAB', 'Taller', 'Telemedicina'] | ['ADMIN RECEPTION', 'Base', '', 'CENTRAL ENFERMERIA', 'Central Workstation', 'SAMPLE TAKING', 'Gabinete - Base', 'BARIATRIC INPATIENT ROOM', 'DOUBLE INPATIENT RM', 'INPATIENT RM', 'PEDS INPATIENT RM', 'PRESIDENTIAL INPATIENT ROOM', 'INPATIENT ISO RM', 'OBS DOUBLE INPATIENT RM', 'OBS INPATIENT RM', 'Preanalitica', 'Medicación', 'Sala Multipropósito', 'Anesthesia Work', 'Recepcion', 'Seguridad', 'Taller', 'Telemedicina'] | ['', 'Auto'] | ST
1359 | 1359 |  |  |  | Teléfono, 1 línea | Telephone, Desk / Wall Mounted, 1 Line, with Speaker | Téléphone, bureau / mur monté, 1 ligne, avec haut-parleur |  | AR1110 | IT |  | ['Alimentación', 'Aula', 'Blood Gas', 'BREAKOUT AREA', 'DESPACHO INDIVIDUAL', 'Holding Bay', 'Kitchen', 'LAVANDERIA', 'Lounge', 'MORGUE', 'Open Office Area', 'Prep/Recovery Room', 'Rehabilitacion', 'RX Conv', 'Security Office', 'Staff Lounge', 'SUB-STERIL RM', 'Taller', 'Treatment Room'] | ['Nourishment', 'DESPACHO INDIVIDUAL', '', 'BREAKOUT AREA', 'Holding Bay', 'Kitchen', 'Distribution (Cart Storage Dispatch)', 'Office Unit Head, Laundry', 'Uniform exchange', 'Lounge', 'Body preparation room', 'Body Viewing room', 'Open Office Area', 'Prep/Recovery Room', 'Lenguage', 'General Purpose Radiology Room', 'Security Office', 'Staff Lounge', 'Dispatch area', 'Taller', 'Treatment Room'] | [''] | ST
1360 | 1360 |  |  |  | Telemando Digital | Remote Control System (R&F) | Salle Telecommandé Digital |  | rx | BI |  | ['Telemando'] | ['Telemando'] | ['Remote Control RX'] | MED
1361 | 1361 |  |  |  | Tens dos canales |  | Dizaines deux canaux |  |  | BI |  | [] | [] | [] | MED
1362 | 1362 |  |  |  | Teñidor automático con montador de cubres automático incorporado, I | Specimen staining and coverslipping integrated workstaton, I | Automate de coloration avec l'assembleur automatique intégr de élamelles I |  |  | BI |  | ['Histo-Pato'] | ['cito'] | [''] | MED
1363 | 1363 |  |  |  | Teñidor automático con montador de cubres automático incorporado, II |  | Specimen staining and coverslipping integrated workstaton, II |  |  | BI |  | [] | [] | [] | MED
1364 | 1364 |  |  |  | Teñidor de criocortes | Stainer, lineal small | Cryocoupes coloration |  |  | BI |  | ['Histo-Pato'] | ['cito', 'histo'] | [''] | MED
1365 | 1365 |  |  |  | Termo leche | Milk warming container | Thermo lait |  |  | EB | GE | ['Cafeteria'] | ['café-SERV'] | [''] | ST
1366 | 1366 |  |  |  | Termómetro |  | thermomètre |  |  | BI |  | [] | [] | [] | ST
1367 | 1367 |  |  |  | Termómetro electrónico | Thermometer, Electronic | Thermomètre électronique |  | MS2885 | BI |  | ['Care-Neonato', 'CENTRAL WORKSTATION'] | ['Base', 'Central Workstation'] | [''] | ST
1368 | 1368 |  |  |  | Test de colores | Ishahara test | Test des couleurs |  |  | BI |  | ['CONSULTA GENERAL', 'Gabinete'] | ['CONSULTA OFT', 'OFT'] | [''] | MED
1369 | 1369 |  |  |  | Test para determinación punto focal tubos RX | Stand, Test, Radiological Compliance | Tenez, Test, conformité radiologique |  |  | EB | GE | ['Taller'] | ['Taller', ''] | [''] | MED
1370 | 1370 |  |  |  | Test para posisción de campo | Radiation‐Light Field Analyzer | Analyseur de champ de rayonnement-Light |  |  | EB | GE | ['Taller'] | ['Taller', ''] | [''] | MED
1371 | 1371 |  |  |  | Timpanómetro de exploración rápida con prueba de reflejo ipsilateral | Impedance Screener for fast impedance and ipsilateral reflex tests | Tympanometer scanner rapide t. réflexe ipsilatéral |  |  | BI |  | ['Gabinete'] | ['PHONO-AUDIOLOGY CONSULTING OFFICE'] | [''] | MED
1372 | 1372 |  |  |  | Tinus Test y test de la mosca | Tinus test | Tinus test |  |  | BI |  | ['CONSULTA GENERAL', 'Gabinete'] | ['CONSULTA OFT', 'OFT'] | [''] | MED
1373 | 1373 |  |  |  | Toallero de pared con repisa y barra | Wall shelf with towel bar type stainless steel | Serviette muraux, acier inoxydable avec barre et étagere |  |  | EB | SW | ['BAÑO INDIVIDUAL', 'BAÑO INDIVIDUAL FEMENINO'] | ['BAÑO INDIVIDUAL', 'BAÑO INDIVIDUAL FEMENINO'] | [''] | ST
1374 | 1374 |  |  |  | Tomógrafo de Coherencia óptica |  | Tomographie par cohérence optique |  |  | BI |  | [] | [] | [] | MED
1375 | 1375 |  |  |  | Tomógrafo de coherencia óptica polo anterior | OCT, anterior segment | PTOM, segment antérieur |  |  | BI |  | ['Gabinete'] | ['GLAUCOME UNIT'] | [''] | MED
1376 | 1376 |  |  |  | Tomógrafo de coherencia óptica polo posterior | OCT for Retina, Glaucoma and Cornea | Tomographie par cohérence optique (TCO) |  |  | BI |  | ['Gabinete'] | ['GLAUCOME UNIT'] | [''] | MED
1377 | 1377 |  |  |  | Tonómetro de no contacto (aire) A | Non-contact tonometer | Tonomètre sans contact (air) A |  |  | BI |  | ['CONSULTA GENERAL', 'Gabinete'] | ['CONSULTA OFT', 'GLAUCOME UNIT', 'OFT'] | [''] | MED
1378 | 1378 |  |  |  | Tonómetro de no contacto (aire) B |  | Tonomètre sans contact (air) B |  |  | BI |  | [] | [] | [] | MED
1379 | 1379 |  |  |  | Tonómetro manual tipo Perkins | Tonometer, manual Perkins | Tonomètre manuel, Perkins |  |  | BI |  | ['CONSULTA GENERAL', 'Gabinete'] | ['CONSULTA OFT', 'GLAUCOME UNIT', 'OFT'] | [''] | MED
1380 | 1380 |  |  |  | Topógrafo corneal |  | Topographe cornéen |  |  | BI |  | [] | [] | [] | MED
1381 | 1381 |  |  |  | Topógrafo corneal automático | Cornea Anterior Segments Analysis System (Corneal topographer) | Topographe cornéen automatique |  |  | BI |  | ['Gabinete'] | ['Cornea (Refracto)'] | [''] | MED
1382 | 1382 |  |  |  | Torniquete digital | Tourniquets, electric and digital | Tourniquet numérique |  |  | BI |  | ['Hybrid OP', 'Operation room'] | ['Hybrid OP', 'Operatio room'] | [''] | MED
1383 | 1383 |  |  |  | Torre de imagen para broncoscopias y videobroncoscopias |  | Tour d'Image pour la vidéobronchoscopie |  |  | BI |  | [] | [] | [] | MED
1384 | 1384 |  |  |  | Torre de imagen para cirugía Laparoscópica, Ginecológica, Traumatológica, Urológica, ORL | Endoscopy Image tower for Laparoscopic Surgery, Gynaecology, Trauma, Urology, ENT | Tour d'Image pour la chirurgie laparoscopique, gynécologie, traumatologie, urologie, ORL |  |  | BI |  | ['Hybrid OP', 'Operation room'] | ['Hybrid OP', 'Operatio room'] | [''] | MED
1385 | 1385 |  |  |  | Torre de imagen para gastroscopias, colonoscopias y duodenoscopias | Endoscopy Image tower for gastro, colono and duodenoscope | Image Tour pour gastroscopie, coloscopie et duodenoscopias |  |  | BI |  | ['Endo'] | ['Endo-Base'] | [''] | MED
1386 | 1386 |  |  |  | Tostadora | Toaster, Pop‐Up, 4 Slice, Electric | Grille-pain, Pop-Up, 4 tranches, électrique |  | FS1850 | EB | GE | ['Alimentación', 'BREAKOUT AREA', 'Kitchen', 'Lounge', 'Staff Lounge'] | ['Nourishment', 'BREAKOUT AREA', 'Kitchen', 'Lounge', 'Staff Lounge'] | [''] | ST
1387 | 1387 |  |  |  | Transportadoras horizontal para doblar la ropa de felpa | Horizontal Conveyor plush folding clothes | Convoyeur horizontal pour plier les vêtements en peluche |  |  | EB | GE | ['LAVANDERIA'] | ['Clean Linen Processing'] | [''] | ST
1388 | 1388 |  |  |  | Triturador de papel | Shredder, Paper, Security | Déchiqueteuse, papier |  | FF1765 | EB | GE | ['Blood Bank', 'Cashier', 'Recepcion'] | ['(Transfusion Service)', '', 'Recepcion'] | [''] | ST
1389 | 1389 |  |  |  | Triturador, residuos | DISPOSAL UNIT (macerator) | Beyeur, ordures |  | DSU001 | EB | GF | ['Oficio sucio'] | ['Oficio sucio'] | [''] | ST
1390 | 1390 |  |  |  | Trona infantil | Chair hight peadiatric | Chaise hauteur de pédiatrie |  |  | EB | GF | ['Cafeteria', 'PEDIATRICS CAFE', 'PUBLIC SERVERY'] | ['café-SEAT', 'PEDIATRICS CAFE', 'PUBLIC SERVERY'] | [''] | ST
1391 | 1391 |  |  |  | Túmulo refrigerado |  | Mound réfrigéré |  |  | EB | GE | [] | [] | [] | MED
1392 | 1392 |  |  |  | Túnel continuo para secar la ropa y acabado de forma, con la estación de carga | Continuous tunnel for drying clothes and finishing shape, with charging station | Tunnel continu pour le séchage des vêtements et de finition forme, a/la station de charge |  |  | EB | GE | ['LAVANDERIA'] | ['Clean Linen Processing'] | [''] | ST
1393 | 1393 |  |  |  | Tunel de lavado | Batch Washer processes | Tunnel de lavage |  |  | EB | GE | ['LAVANDERIA'] | ['Sorting & washing'] | [''] | ST
1394 | 1394 |  |  |  | TV , sistema seguridad | Tv, secured system | TV, système de sécurité |  |  | UE |  | ['Seguridad'] | ['Seguridad'] | [''] | ST
1395 | 1395 |  |  |  | TV habitación, 42 | TV room, 42 | Télévision, 42 |  | TVM006 | EB | GE | [] | [] | [] | ST
1396 | 1396 |  |  |  | TV, plana, 46 , digital | Flat Screen Television, 46 | Télévision à écran plat, 46 |  | MS1171 | EB | GE | [] | [] | [] | ST
1397 | 1397 |  |  |  | Ultrasonido portátil tipo laptop | Echography equipmnet, laptop | L'échographie portable de type ordinateur portable |  |  | BI |  | ['CENTRAL ENFERMERIA', 'CENTRAL WORKSTATION', 'Hybrid OP', 'Operation room'] | ['CENTRAL ENFERMERIA', 'Hybrid OP', 'Operatio room'] | [''] | MED
1398 | 1398 |  |  |  | Ultrasonidos combinado baja y media frecuencia | Ultrasound with two heads | La fréquence des ultrasons combinés à faible et moyen |  |  | BI |  | ['Rehabilitacion'] | ['ULTRASOUND ROOM'] | ['rehb'] | MED
1399 | 1399 |  |  |  | Ultrasonidos con dos cabezales | Ultrasound with two heads | Ultrasons avec deux têtes |  |  | BI |  | ['Rehabilitacion'] | ['ULTRASOUND ROOM'] | ['rehb'] | MED
1400 | 1400 |  |  |  | Und de conferencia video, portatil | Mobile Video Conference Unit | Mobile Video Conference Unit |  |  | EB | GF | ['Meeting Room'] | ['Medium Meeting Room'] | [''] | ST
1401 | 1401 |  |  |  | Und. de conexión | Switching Devices | Dispositifs de commutation |  |  | EB | GF | ['Meeting Room'] | ['Basic Meeting Room'] | [''] | ST
1402 | 1402 |  |  |  | Unid. De conferencia video portatil | Mobile Video Conference Unit | Mobile Video Conference Unit |  |  | EB | GF | ['Meeting Room'] | ['Basic Meeting Room'] | [''] | ST
1403 | 1403 |  |  |  | Unida basica de control para sistema de dismensación automatica | Basic unit, medication managements | L'unité de base, les directions de médicaments |  |  | BI |  | ['Farmacia'] | ['Aparcamiento carros unidosis y transporte'] | [''] | MED
1404 | 1404 |  |  |  | Unidad Compacta de exploración oftalmológica | Complete unit w/chair ofr ophthalmology | L'unité complète a / chaise ophtalmologie ofr |  |  | BI |  | ['CONSULTA GENERAL', 'Gabinete'] | ['CONSULTA OFT', 'OFT'] | [''] | MED
1405 | 1405 |  |  |  | Unidad de anestesia | Anesthesia Unit | Unité d'anesthésie |  |  | BI |  | ['Hybrid OP', 'Operation room'] | ['Hybrid OP', 'Operatio room'] | [''] | MED
1406 | 1406 |  |  |  | Unidad de anestesia con monitor de parámetros vitales | Anaesthesia system w/ patient monitor | Unité d'anesthésie paramètres vitaux de surveillance |  |  | BI |  | ['Hybrid OP', 'Minor Procedures', 'Operation room', 'Treatment Room'] | ['Hybrid OP', 'Quir menor', 'Operatio room', 'Minor Procedures'] | ['', 'Quir menor'] | MED
1407 | 1407 |  |  |  | Unidad de anestesia con monitor de parámetros vitales I | Anaesthesia system w/ patient monitor, I | Unité moniteur d'anesthésie paramètres vitaux je |  |  | BI |  | ['Hybrid OP', 'Operation room'] | ['Hybrid OP', 'Operatio room'] | [''] | MED
1408 | 1408 |  |  |  | Unidad de anestesia con monitor multiparametro | Anaesthesia workstation w/monitor | Unité multiparamétrique moniteur d'anesthésie |  |  | BI |  | ['Endo'] | ['Endo-Base'] | [''] | MED
1409 | 1409 |  |  |  | Unidad de distribución para lab | Service Wing | Unité de distribution pour le laboratoire |  |  | EB | GF | ['Blood Bank', 'Blood Gas', 'Extracción', 'Farmacia', 'Histo-Pato', 'LAB', 'Microscopio RM'] | ['Bioquímica + Hemato', '', 'Worstation', 'GENETIC (& REPRODUCTIVE MEDICINE)', 'Microbiology', 'MOLECULA BIOLOGY LABORATORY', 'Preanalitica', 'SEROLOGY', 'Uroanalis'] | ['', 'Manual'] | MED
1410 | 1410 |  |  |  | Unidad de electrocirugía con bomba de lavado | Electrosurgical unit w/pump | Bistouri électrique avec pompe de lavage |  |  | BI |  | ['Endo'] | ['Endo-Base'] | [''] | MED
1411 | 1411 |  |  |  | Unidad de exploración de ORL con microscopio de consulta | ENT exploration unit w/chair and exam microscope | Chaque consultation ORL de microscopie à balayage |  |  | BI |  | ['Gabinete'] | ['ORL'] | [''] | MED
1412 | 1412 |  |  |  | Unidad de exploración de ORL para endoscopia, estroboscopia | Exploration unit ENT, w/endoscopy & stroboscopy | module de numérisation ENT endoscopie, stroboscopie |  |  | BI |  | ['Gabinete'] | ['ORL'] | [''] | MED
1413 | 1413 |  |  |  | Unidad de exploración Orl endoscópica | Exploration unit ENT, w/endoscopy | Unité d'exploration endoscopique Orl |  |  | BI |  | ['Gabinete'] | ['ORL'] | [''] | MED
1414 | 1414 |  |  |  | Unidad de refrigeracion |  | Unité de refroidissement |  |  | BI |  | [] | [] | [] | MED
1415 | 1415 |  |  |  | Unidad dental completo con manguera por sistema Colibrí. | Dental Unit, complete | Unité dentaire, complète |  |  | BI |  | ['CONSULTA GENERAL', 'Gabinete'] | ['CONSULTA MAXILO', 'Und. Dental'] | [''] | MED
1416 | 1416 |  |  |  | Unidad electroquirúrgica con coagulación Plasma - Argón |  | Unité électro avec Plasma Coagulation - Argon |  |  | BI |  | [] | [] | [] | MED
1417 | 1417 |  |  |  | Unidad Electroquirúrgica con disección, sellado y corte de vasos | Electrosurgical Syste, tissue fusion | Unité électro-dissection, d'étanchéité et les navires de coupe |  |  | BI |  | ['Hybrid OP', 'Operation room'] | ['Hybrid OP', 'Operatio room'] | [''] | MED
1418 | 1418 |  |  |  | Unidad extracción cabina de flujo laminar |  | Un écoulement laminaire de l'unité d'extraction |  |  | BI |  | [] | [] | [] | MED
1419 | 1419 |  |  |  | Unidad ginecológica completa para colposcopia/ictiología (conización) | Chair gynaecological complete unit | Président appareil gynécologique complet |  |  | BI |  | ['CONSULTA GENERAL', 'Gabinete'] | ['CONSULTA GINECOBS', 'Gine & Obst'] | [''] | MED
1420 | 1420 |  |  |  | Unidad para extracción de vacío | Device for vacuum extraction and curettage | Unité d'extraction à vide |  |  | BI |  | ['UTPR', 'UTPR DOBLE'] | ['UTPR', 'UTPR DOBLE'] | [''] | MED
1421 | 1421 |  |  |  | Unidad PUVA, manos y pies | PUVA, hands and feet | PUVA, les mains-pieds |  |  | BI |  | ['Gabinete'] | ['PUVA'] | [''] | MED
1422 | 1422 |  |  |  | UPS y estabilizador para PECT-CT | UPS for PET-CT | UPS Stabilisateur et PECT-CT |  | rx | BI |  | ['PET'] | ['PET'] | ['PET'] | MED
1423 | 1423 |  |  |  | Vibrador de amalgama | Universal amalgamator | Vibromasseur amalgame |  |  | BI |  | ['CONSULTA GENERAL', 'Gabinete'] | ['CONSULTA MAXILO', 'Und. Dental'] | [''] | MED
1424 | 1424 |  |  |  | Video conferencia, color | Video conference coder | Visioconférence coder |  |  | EB | GF | ['AUDITORIUM VESTIBULE'] | ['AUDITORIUM'] | [''] | ST
1425 | 1425 |  |  |  | Video Oftalmoscopio binocular indirecto con monitor P/ ayudante | Indirect ophthalmoscope | Ophtalmoscope indirect |  |  | BI |  | ['CONSULTA GENERAL', 'Gabinete'] | ['CONSULTA OFT', 'OFT'] | [''] | MED
1426 | 1426 |  |  |  | Video-Colonoscopio | Videocolonoscope | Vidéo-coloscope |  |  | BI |  | ['Endo'] | ['Gi-L'] | [''] | MED
1427 | 1427 |  |  |  | Video-Duodenoscopio | Videoduodenoscope | Vidéo-coloscope |  |  | BI |  | ['Endo'] | ['Gi-L'] | [''] | MED
1428 | 1428 |  |  |  | Video-eco-gastroscopio digital completo | Video echo-gastroscope, digital | Vidéo écho-gastroscope, numérique |  |  | BI |  | ['Endo'] | ['GI-Ped', 'GI-U'] | [''] | MED
1429 | 1429 |  |  |  | Video-Gastroscopio | Videogastroscope | Videogastroscope |  |  | BI |  | ['Endo'] | ['GI-U'] | [''] | MED
1430 | 1430 |  |  |  | Videobroncoscopio | Videobronchoscope | Videobronchoscope |  |  | BI |  | ['Endo'] | ['Neumo'] | [''] | MED
1431 | 1431 |  |  |  | Videobroncoscopio terapéutico | Videobronchsocope, therapeutic | Videobronchoscope thérapeutique |  |  | BI |  | ['Endo'] | ['Neumo'] | [''] | MED
1432 | 1432 |  |  |  | Videocolonoscopio pediátrico + videogastroscopio pediátrico ultrafino digital + torre de videoendoscopia digital | Videocolonoscope and videogastroscope ped w/ image tower | Videocolonoscope et videogastroscope ped avec l'image tour |  |  | BI |  | ['Endo'] | ['GI-Ped'] | [''] | MED
1433 | 1433 |  |  |  | Videoecobroncoscopio con ecógrafo | Ecovideobronchoscope | Videobronchoscope thérapeutique avec des ultrasons |  |  | BI |  | ['Endo'] | ['Neumo'] | [''] | MED
1434 | 1434 |  |  |  | Videonasolaringoscopio digital con torre de videoendoscopia digital | Digital Videonasolaringoscopio w/ image tower | Videonasolaringoscopio digital a / image tour |  |  | BI |  | ['Gabinete'] | ['ORL'] | [''] | MED
1435 | 1435 |  |  |  | Videoproyector, 8000 lumes | Videoproyector, 1920 x 1080 resolution 8000 lumnes | Videoproyector, 1920 x 1080 résolution 8000 lumnes |  |  | EB | GF | ['AUDITORIUM VESTIBULE'] | ['AUDITORIUM'] | [''] | MED
1436 | 1436 |  |  |  | Visor de partículas | Viewer particles | Particules Viewer |  |  | BI |  | ['Farmacia'] | ['Preparación soluciones'] | [''] | MED
1437 | 1438 |  |  |  | Vitrina mural, puertas de cristal correderas | Wall cabinet, glass sliding doors | Cabinet, clinic, glass door |  |  | MC |  | ['Histo-Pato'] | ['histo'] | [''] | MED